## Index
TCN OPERATING EXPENSES (OPEX) FORECAST 2014-2018
Index to Worksheets
Trx Capacity | Transmission Wheeling Capacity & Energy Wheeled
SUMMARY | Summary Opex by Category & BU
DETAILS BY BU | Details by GL Account & BU
TSP Maint 1 (NIAF) | TSP Maint estimates of NIAF
TSP Maint 2 (NIAF) | TSP Maint estimates of NIAF
Ass TSP | Assumptions TSP (Transmission Service Provider)
Staffing TSP | Staff numbers TSP
Ass SO | Assumptions SO (Systems Operations)
Staffing SO | Staff numbers SO
SCADA Maint | SCADA Maintenance costs
Training SO | Training cost estimates
Manpower Req SO | Manpower Requirements SO
Ass MO | Assumptions MO (Market Operations)
Staffing MO | Staff numbers MO
Ass SS | Assumptions SC (Shared Services)
Staffing SS | Staff numbers SC
MHI MD Report Costs | MHI Costs
Ass Payroll | Assumptions Payroll
Ass-BasePay | Assumptions Base Pay
Ass-Drivers Payroll | Assumption Drivers Payroll
Ass-Headcount | Assumptions Headcount
TCN-Summary | TCN Summary Payroll
TSP-Summary | TSP Summary Payroll
TSP-HQ | TSP HQ Payroll
TSP-BA | TSP Bauchi Payroll
TSP-BE | TSP Benin Payroll
TSP-EN | TSP Enugu Payroll
TSP-KA | TSP Kaduna Payroll
TSP-LA | TSP Lagos Payroll
TSP-OS | TSP Osogbo Payroll
TSP-PH | TSP Port Harcourt Payroll
TSP- SH | TSP Shiroro Payroll
SO-Summary | SO Summary Payroll
SO-HQ | SO HQ Payroll
SO-BA | SO Bauchi Payroll
SO-BE | SO Benin Payroll
SO-EN | SO Enugu Payroll
SO-KA | SO Kaduna Payroll
SO-LA | SO Lagos Payroll
SO-OS | SO Osogbo Payroll
SO-PH | SO Port Harcourt Payroll
SO-SH | SO Shiroro Payroll
SO-NCC | SO NCC Payroll
MO-HQ | MO HQ Payroll
SS-HQ | SS (Shared Services) HQ Payroll

## Trx Capacity
Capacity & Energy
|  | 2013 | 2014 | 2015 | 2016 | 2017 | 2018 | 2019 | 2020
Wheeling Capacity (MW)
Average during year |  |  | 5500 | 6500 | 7750 | 9250 | 11500 | 14500 | 18000
At December 31 |  | 5000 | 6000 | 7000 | 8500 | 10000 | 13000 | 16000 | 20000
Forecasts as per Lloyd's model
1. Expected (Base Case) | Energy wheeled (sent out by stations) (GWh) |  | 35438.676 | 36654.001 | 42335.0592 | 48005.3174 | 53680.9756
| Peak generation (MW) | 1.4 | 5663.7153 | 5857.9454 | 6765.877 | 7672.0827 | 8579.1513
2. High | Energy wheeled (sent out by stations) (GWh) |  | 41939.662 | 43247.3866 | 49739.2147 | 56057.8829 | 62463.131
| Peak generation (MW) | 1.4 | 6702.6857 | 6911.6828 | 7949.1896 | 8959.0224 | 9982.6922
3. Low | Energy wheeled (sent out by stations) (GWh) |  | 28970 | 30094.6719 | 35046.087 | 39990.301 | 44938.116
| Peak generation (MW) | 1.4 | 4629.9087 | 4809.6508 | 5600.9728 | 6391.144 | 7181.8907
|  |  | 0 | 0 | 0 | 0 | 0

## SUMMARY OPEX (BP)
TCN OPERATING EXPENSES BUDGET 2014-2018 (BUSINESS PLAN)
SUMMARY
All figures in Constant 2013 Naira millions
| 2013 (Est Actual) |  |  |  | 2014 |  |  |  | 2015 |  |  |  | 2016 |  |  |  | 2017 |  |  |  | 2018
| TSP | SO | MO | TCN | TSP | SO | MO | TCN | TSP | SO | MO | TCN | TSP | SO | MO | TCN | TSP | SO | MO | TCN | TSP | SO | MO | TCN
Payroll | 14360.2521 | 699.474 | 435.6667 | 15495.3928 | 11504.9386 | 7160.5201 | 460.7208 | 19126.1795 | 12315.4693 | 9953.0783 | 554.0348 | 22822.5824 | 13868.2488 | 12448.0652 | 570.7318 | 26887.0459 | 16409.0413 | 14796.0387 | 625.9883 | 31831.0683 | 20386.1089 | 18382.162 | 777.7093 | 39545.9803
Repairs & Maintenance:
Lines | 459.1863 | 6.75 | 0 | 465.9363 | 5378.3255 | 0 | 0 | 5378.3255 | 6251.652 | 0 | 0 | 6251.652 | 6560.6091 | 0 | 0 | 6560.6091 | 7232.6915 | 0 | 0 | 7232.6915 | 7487.5768 | 0 | 0 | 7487.5768
Substation, transformers & switchgear | 2719.5363 | 10.9912 | 0 | 2730.5275 | 5339.0518 | 0 | 0 | 5339.0518 | 5824.0299 | 0 | 0 | 5824.0299 | 6771.1423 | 0 | 0 | 6771.1423 | 7966.2483 | 0 | 0 | 7966.2483 | 8876.4224 | 0 | 0 | 8876.4224
Electrical & mechanical equipment | 512.5027 | 2.1194 | 0.938 | 515.5601 | 3820.4898 | 0 | 0 | 3820.4898 | 4081.4437 | 0 | 0 | 4081.4437 | 4420.6467 | 0 | 0 | 4420.6467 | 4904.7506 | 0 | 0 | 4904.7506 | 5206.5173 | 0 | 0 | 5206.5173
Communications and SCADA | 1110.5839 | 126.6341 | 2.3331 | 1239.5511 | 75.1338 | 3362.9612 | 0 | 3438.095 | 79.7536 | 3362.9612 | 0 | 3442.7148 | 85.2981 | 2017.7767 | 0 | 2103.0748 | 91.1332 | 672.5922 | 0 | 763.7255 | 95.2577 | 403.5553 | 0 | 498.813
Line traces & erosion control | 789.9032 | 0 | 0 | 789.9032 | 1876.3624 | 0 | 0 | 1876.3624 | 2109.0963 | 0 | 0 | 2109.0963 | 2195.7448 | 0 | 0 | 2195.7448 | 2381.8427 | 0 | 0 | 2381.8427 | 2454.586 | 0 | 0 | 2454.586
All other | 327.7636 | 25.7088 | 13.5384 | 367.0108 | 1129.5454 | 258.7582 | 20.8467 | 1409.1502 | 1229.6485 | 272.8722 | 21.9838 | 1524.5045 | 1290.2832 | 288.6149 | 23.2521 | 1602.1502 | 1383.0263 | 305.3732 | 24.6022 | 1713.0017 | 1444.2083 | 327.6571 | 26.3975 | 1798.2629
Total R&M | 5919.4759 | 172.2036 | 16.8095 | 6108.4891 | 17618.9087 | 3621.7193 | 20.8467 | 21261.4747 | 19575.624 | 3635.8334 | 21.9838 | 23233.4412 | 21323.7243 | 2306.3916 | 23.2521 | 23653.3679 | 23959.6926 | 977.9654 | 24.6022 | 24962.2602 | 25564.5685 | 731.2125 | 26.3975 | 26322.1785
Administration & Overheads:
Administration & Overheads | 3352.2384 | 269.5606 | 299.9974 | 3921.7964 | 3308.4231 | 1748.1776 | 314.7243 | 5371.325 | 3286.0688 | 1785.2713 | 344.6881 | 5416.0282 | 3656.2163 | 2056.5587 | 376.6526 | 6089.4276 | 4172.0004 | 2328.9578 | 422.4468 | 6923.4051 | 4957.3245 | 2737.3046 | 506.7918 | 8201.4209
Milestone Deliverables | 0 | 0 | 0 | 0 | 615.6284 | 432.0199 | 32.4015 | 1080.0498 | 631.0191 | 442.8204 | 33.2115 | 1107.051 | 0 | 0 | 0 | 0 | 0 | 0 | 0 | 0 | 0 | 0 | 0 | 0
Management Fees | 601.8042 | 422.3187 | 31.6739 | 1055.7968 | 554.7846 | 389.3225 | 29.1992 | 973.3063 | 558.9163 | 392.2219 | 29.4166 | 980.5548 | 558.9163 | 392.2219 | 29.4166 | 980.5548 | 558.9163 | 392.2219 | 29.4166 | 980.5548 | 558.9163 | 392.2219 | 29.4166 | 980.5548
Total A&O | 3954.0426 | 691.8793 | 331.6713 | 4977.5932 | 4478.8361 | 2569.5201 | 376.325 | 7424.6812 | 4476.0041 | 2620.3137 | 407.3163 | 7503.634 | 4215.1326 | 2448.7806 | 406.0692 | 7069.9824 | 4730.9167 | 2721.1798 | 451.8635 | 7903.9599 | 5516.2408 | 3129.5265 | 536.2084 | 9181.9758
Total Operating Expenses excl depreciation & bad debts | 24233.7706 | 1563.5569 | 784.1475 | 26581.475 | 33602.6834 | 13351.7595 | 857.8925 | 47812.3354 | 36367.0973 | 16209.2253 | 983.3349 | 53559.6576 | 39407.1057 | 17203.2374 | 1000.0531 | 57610.3962 | 45099.6507 | 18495.1838 | 1102.454 | 64697.2885 | 51466.9182 | 22242.901 | 1340.3153 | 75050.1345
check |  |  |  | 0 | 0 | 0 | 0 | 0 | 0 | 0 | 0 | 0 | 0 | 0 | 0 | 0 | 0 | 0 | 0 | 0 | 0 | 0 | 0 | 0
% Change from previous year:
Payroll | 2014 TCN: 23.43%; 2015 TCN: 19.33%; 2016 TCN: 17.81%; 2017 TCN: 18.39%; 2018 TCN: 24.24%
Repairs & Maintenance | 2014 TCN: 248.1%; 2015 TCN: 9.275%; 2016 TCN: 1.807%; 2017 TCN: 5.534%; 2018 TCN: 5.448%
Administration & Overheads | 2014 TCN: 36.96%; 2015 TCN: 0.8323%; 2016 TCN: 12.43%; 2017 TCN: 13.7%; 2018 TCN: 18.46%
Total Opex | 2014 TCN: 79.87%; 2015 TCN: 12.02%; 2016 TCN: 7.563%; 2017 TCN: 12.3%; 2018 TCN: 16%
| TSP | TSP | TSP | TSP | TSP | TSP | SO | SO | SO | SO | SO | SO | MO | MO | MO | MO | MO | MO
| 2013 | 2014 | 2015 | 2016 | 2017 | 2018 | 2013 | 2014 | 2015 | 2016 | 2017 | 2018 | 2013 | 2014 | 2015 | 2016 | 2017 | 2018
Payroll | 14360.2521 | 11504.9386 | 12315.4693 | 13868.2488 | 16409.0413 | 20386.1089 | 699.474 | 7160.5201 | 9953.0783 | 12448.0652 | 14796.0387 | 18382.162 | 435.6667 | 460.7208 | 554.0348 | 570.7318 | 625.9883 | 777.7093 | 0
Repairs & Maintenance:
Lines | 459.1863 | 5378.3255 | 6251.652 | 6560.6091 | 7232.6915 | 7487.5768 | 6.75 | 0 | 0 | 0 | 0 | 0 | 0 | 0 | 0 | 0 | 0 | 0 | 0
Substation, transformers & switchgear | 2719.5363 | 5339.0518 | 5824.0299 | 6771.1423 | 7966.2483 | 8876.4224 | 10.9912 | 0 | 0 | 0 | 0 | 0 | 0 | 0 | 0 | 0 | 0 | 0 | 0
Electrical & mechanical equipment | 512.5027 | 3820.4898 | 4081.4437 | 4420.6467 | 4904.7506 | 5206.5173 | 2.1194 | 0 | 0 | 0 | 0 | 0 | 0.938 | 0 | 0 | 0 | 0 | 0 | 0
Communications and SCADA | 1110.5839 | 75.1338 | 79.7536 | 85.2981 | 91.1332 | 95.2577 | 126.6341 | 3362.9612 | 3362.9612 | 2017.7767 | 672.5922 | 403.5553 | 2.3331 | 0 | 0 | 0 | 0 | 0 | 3.0127e-12
Line traces & erosion control | 789.9032 | 1876.3624 | 2109.0963 | 2195.7448 | 2381.8427 | 2454.586 | 0 | 0 | 0 | 0 | 0 | 0 | 0 | 0 | 0 | 0 | 0 | 0 | 0
All other | 327.7636 | 1129.5454 | 1229.6485 | 1290.2832 | 1383.0263 | 1444.2083 | 25.7088 | 258.7582 | 272.8722 | 288.6149 | 305.3732 | 327.6571 | 13.5384 | 20.8467 | 21.9838 | 23.2521 | 24.6022 | 26.3975 | 0
Total R&M | 5919.4759 | 17618.9087 | 19575.624 | 21323.7243 | 23959.6926 | 25564.5685 | 172.2036 | 3621.7193 | 3635.8334 | 2306.3916 | 977.9654 | 731.2125 | 16.8095 | 20.8467 | 21.9838 | 23.2521 | 24.6022 | 26.3975 | 0
Administration & Overheads:
Administration & Overheads | 3352.2384 | 3308.4231 | 3286.0688 | 3656.2163 | 4172.0004 | 4957.3245 | 269.5606 | 1748.1776 | 1785.2713 | 2056.5587 | 2328.9578 | 2737.3046 | 299.9974 | 314.7243 | 344.6881 | 376.6526 | 422.4468 | 506.7918 | 0
Milestone Deliverables | 0 | 615.6284 | 631.0191 | 0 | 0 | 0 | 0 | 432.0199 | 442.8204 | 0 | 0 | 0 | 0 | 32.4015 | 33.2115 | 0 | 0 | 0 | -4.5475e-13
Management Fees | 601.8042 | 554.7846 | 558.9163 | 558.9163 | 558.9163 | 558.9163 | 422.3187 | 389.3225 | 392.2219 | 392.2219 | 392.2219 | 392.2219 | 31.6739 | 29.1992 | 29.4166 | 29.4166 | 29.4166 | 29.4166 | 0
Total A&O | 3954.0426 | 4478.8361 | 4476.0041 | 4215.1326 | 4730.9167 | 5516.2408 | 691.8793 | 2569.5201 | 2620.3137 | 2448.7806 | 2721.1798 | 3129.5265 | 331.6713 | 376.325 | 407.3163 | 406.0692 | 451.8635 | 536.2084 | 0
Total Operating Expenses excl depreciation & bad debts | 24233.7706 | 33602.6834 | 36367.0973 | 39407.1057 | 45099.6507 | 51466.9182 | 1563.5569 | 13351.7595 | 16209.2253 | 17203.2374 | 18495.1838 | 22242.901 | 784.1475 | 857.8925 | 983.3349 | 1000.0531 | 1102.454 | 1340.3153 | 0 | 325311.2872

## BP vs. MF (2014)
TCN OPERATING EXPENSES BUDGET 2014-2018 (BUSINESS PLAN)
Business Plan Compared with Minimum Funding Budget (2014-15)
All figures in Constant 2013 Naira millions
| 2014 |  |  | 2015
| Business Plan | Minimum Funding |  | Business Plan | Minimum Funding
Payroll | 19126.1795 | 17827.5419 | 93.21% | 22822.5824 |  | 0%
Repairs & Maintenance:
Lines | 5378.3255 | 550 | 10.23% | 6251.652 |  | 0%
Substation, transformers & switchgear | 5339.0518 | 1290 | 24.16% | 5824.0299 |  | 0%
Electrical & mechanical equipment | 3820.4898 | 313.935 | 8.217% | 4081.4437 |  | 0%
Communications and SCADA | 3438.095 | 700 | 20.36% | 3442.7148 |  | 0%
Line traces & erosion control | 1876.3624 | 500 | 26.65% | 2109.0963 |  | 0%
Survey Fees & Expenses | 704.854 | 29.686 | 4.212% | 780.749 |  | 0%
All other | 704.2962 | 169.4233 | 24.06% | 743.7555 |  | 0%
Total R&M | 21261.4747 | 3553.0443 | 16.71% | 23233.4412 |  | 0%
Administration & Overheads:
Hotel expenses & subsistence allowance | 547.38 | 200 | 36.54% | 570.7421 |  | 0%
Transport and traveling | 410.813 | 300 | 73.03% | 451.6926 |  | 0%
Vehicle expenses | 514.3321 | 370.033 | 71.94% | 565.8294 |  | 0%
Consultancy fees | 277.2704 | 110 | 39.67% | 327.6832 |  | 0%
Insurance | 783.3717 | 347.807 | 44.4% | 641.4662 |  | 0%
Rent of office accommodation (including leases) | 307.4 | 0 | 0% | 324.1673 |  | 0%
Security services | 130.64 | 153.332 | 117.4% | 137.7658 |  | 0%
Training | 225.5087 | 170 | 75.39% | 198.0533 |  | 0%
Board of Directors Costs | 200 | 200 | 100% | 200 |  | 0%
WAPP | 429.85 | 300 | 69.79% | 429.85 |  | 0%
All other | 1544.7591 | 1630.4392 | 105.5% | 1568.7783 |  | 0%
Administration & Overheads | 5371.325 | 3781.6112 | 70.4% | 5416.0282 |  | 0%
Milestone Deliverables | 1080.0498 | 1080.0498 | 100% | 1107.051 |  | 0%
Management Fees | 973.3063 | 973.3063 | 100% | 980.5548 |  | 0%
Total A&O | 7424.6812 | 5834.9673 | 78.59% | 7503.634 |  | 0%
Total Operating Expenses excl depreciation & bad debts | 47812.3354 | 27215.5535 | 56.92% | 53559.6576 |  | 0%
check | 0 | 0 |  | 0

## OPEX DETAILS BY BU (BP)
| TRANSMISSION COMPANY OF NIGERIA | [17 empty] | TRANSMISSION COMPANY OF NIGERIA
|  |  | 2013 OPERATING ESTIMATED ACTUAL |  |  |  | 2014 OPERATING BUDGET | [11 empty] | 2015 OPERATING BUDGET | [10 empty] | 2016 OPERATING BUDGET |  |  |  |  | 2017 OPERATING BUDGET |  |  |  |  | 2018 OPERATING BUDGET
SECTOR:
REGION:
WORK CENTRE:
| Allocation of Shared Services | [6 empty] | 57% |  |  | 40% |  |  | 3% |  | 100% |  |  |  | 57% |  |  | 40% |  |  | 3% |  | 100%
| Headcount (average during year) | [5 empty] | 2703 | 118.275 | 2821.275 | 1459 | 83 | 1542 | 67.5 | 6.225 | 73.725 | 4437 | 207.5 |  | 2913 | 38.19 | 2951.19 | 1951 | 26.8 | 1977.8 | 82.5 | 2.01 | 84.51 | 5013.5 | 67 | 3323.2869 | 2473.5848 | 87.0569 | 5883.9286 |  | 3932.144 | 2940.1562 | 95.4855 | 6967.7857 |  | 4885.1797 | 3652.7634 | 118.6283 | 8656.5714 |  |  |  |  | 0 | 0
| Wheeling Capacity (MW) (average during year) | [14 empty] | 5500 | [11 empty] | 6500 |  |  |  |  | 7750 |  |  |  |  | 9250 |  |  |  |  | 11500
[7 empty] | 2343 | 176.7 | 2519.7 | 1554 | 124 | 1678 | 56 | 9.3 | 65.3 | 4263 | 310 | [26 empty] | Admin & Overhead Costs Split from 2015
Exp Category | A/C CODES | DESCRIPTION | TSP | SO | MO | TCN | TSP |  |  | SO |  |  | MO |  |  | TOTAL | SS-HQ |  | TSP |  |  | SO |  |  | MO |  |  | TOTAL | SS-HQ | TSP | SO | MO | TOTAL |  | TSP | SO | MO | TOTAL |  | TSP | SO | MO | TOTAL | % Fixed | % by Capacity | % by Staff Strength |  | SS-HQ 2014 | SS-HQ 2015
[7 empty] | TSP CORE | SHARED SERVICES | SUB-TOTAL | SO CORE | SHARED SERVICES | SUB-TOTAL | MO CORE | SHARED SERVICES | SUB-TOTAL |  |  |  | TSP CORE | SHARED SERVICES | SUB-TOTAL | SO CORE | SHARED SERVICES | SUB-TOTAL | MO CORE | SHARED SERVICES | SUB-TOTAL | [20 empty] | check | check
Payroll | 20001 | Basic salary | 3492607763.57 | 157628277.27 | 97698497.03 | 3747934537.87 | 2780041392 | 164756521.53 | 2944797913.53 | 1792218096 | 115618611.6 | 1907836707.6 | 101310957 | 8671395.87 | 109982352.87 | 4962616974 | 289046529 |  | 3098832840 | 25535180.34 | 3124368020.34 | 2581414380 | 17919424.8 | 2599333804.8 | 131529060 | 1343956.86 | 132873016.86 | 5856574842 | 44798562 | 3518299810.7987 | 3250921549.6826 | 136877417.1977 | 6906098777.679 |  | 4162885142.8506 | 3864115445.2431 | 150129454.9866 | 8177130043.0803 |  | 5171845700.4414 | 4800663041.5473 | 186516406.2034 | 10159025148.192 |  |  |  |  | 0 | 0
Payroll | 20002 | Trx Allowance | 4285020.58 | 0 | 19125 | 4304145.58 | 0 | 0 | 0 | 0 | 0 | 0 | 0 | 0 | 0 | 0 | 0 |  | 0 | 0 | 0 | 0 | 0 | 0 | 0 | 0 | 0 | 0 | 0 | 0 | 0 | 0 | 0 |  | 0 | 0 | 0 | 0 |  | 0 | 0 | 0 | 0 |  |  |  |  | 0 | 0
Payroll | 20003 | Salary Consolidation (Pension, Medical & ITF) | 1579240422.47 | 111820067.95 | 43956996.44 | 1735017486.86 | 1012323603.5235 | 60109570.8075 | 1072433174.331 | 640435495.758 | 42182154.9526 | 682617650.7106 | 37022205.509 | 3163661.6214 | 40185867.1304 | 1795236692.172 | 105455387.3816 |  | 1132947284.367 | 9872159.8017 | 1142819444.1687 | 939773572.9056 | 6927831.4398 | 946701404.3454 | 48067099.731 | 519587.358 | 48586687.089 | 2138107535.6031 | 17319578.5995 | 1286910315.3086 | 1184015685.4106 | 50050946.3554 | 2520976947.0746 |  | 1522684284.988 | 1407346571.575 | 54896720.3775 | 2984927576.9405 |  | 1891738037.9734 | 1748445865.1787 | 68202065.9974 | 3708385969.1496 | 0.36578 | 0.36421 | 0.36566 | 0.36503 | 0 | 0
Payroll | 20004 | Overtime | 24914626.2 | 101932.81 | 0 | 25016559.01 | 9145272.6 | 317068.4736 | 9462341.0736 | 355730.4 | 222504.192 | 578234.592 | 100133.82 | 16687.8144 | 116821.6344 | 10157397.3 | 556260.48 |  | 9145272.6 | 26655.48 | 9171928.08 | 223540.56 | 18705.6 | 242246.16 | 118762.2 | 1402.92 | 120165.12 | 9534339.36 | 46764 | 10328358.4451 | 302971.1922 | 123786.5419 | 10755116.1792 |  | 12220610.02 | 360118.0913 | 135771.1626 | 12716499.2739 |  | 15182525.3928 | 447400.0935 | 168678.0873 | 15798603.5736 |  |  |  |  | 0 | 0
Payroll | 20005 | Extra duty alllowance | 317326104.13 | 13869623.93 | 6120425.9 | 337316153.96 | 278115921.9 | 9532605.2445 | 287648527.1445 | 239106884.85 | 6689547.54 | 245796432.39 | 6862874.85 | 501716.0655 | 7364590.9155 | 540809550.45 | 16723868.85 |  | 326249896.5 | 0 | 326249896.5 | 358426444.5 | 0 | 358426444.5 | 9062190.9 | 0 | 9062190.9 | 693738531.9 | 0 | 367384681.208 | 448274958.0871 | 9335298.572 | 824994937.8671 |  | 434692980.5179 | 532829280.1865 | 10239112.5975 | 977761373.3019 |  | 540049735.9781 | 661971379.7616 | 12720771.4474 | 1214741887.187 |  |  |  |  | 0 | 0
Payroll | 20006 | Shift allowance | 183653918.69 | 10555823.05 | 0 | 194209741.74 | 141782110.992 | 8402582.598 | 150184693.59 | 91403122.896 | 5896549.1916 | 97299672.0876 | 5166858.807 | 442241.1894 | 5609099.9964 | 253093465.674 | 14741372.979 |  | 158040474.84 | 1302294.1973 | 159342769.0373 | 131652133.38 | 913890.6648 | 132566024.0448 | 6707982.06 | 68541.7999 | 6776523.8599 | 298685316.942 | 2284726.662 | 179433290.3507 | 165796999.0338 | 6980748.2771 | 352211037.6616 |  | 212307142.2854 | 197069887.7074 | 7656602.2043 | 417033632.1971 |  | 263764130.7225 | 244833815.1189 | 9512336.7164 | 518110282.5578 |  |  |  |  | 0 | 0
Payroll | 20008 | Contract Pay/Allowance Non-Expatriate | 26533099.44 | 0 | 0 | 26533099.44 | 0 | 0 | 0 | 0 | 0 | 0 | 0 | 0 | 0 | 0 | 0 |  | 0 | 0 | 0 | 0 | 0 | 0 | 0 | 0 | 0 | 0 | 0 | 0 | 0 | 0 | 0 |  | 0 | 0 | 0 | 0 |  | 0 | 0 | 0 | 0 |  |  |  |  | 0 | 0
Payroll | 20009 | On-call allowance | 92329738.05 | 3288872.11 | 0 | 95618610.16 | 69501034.8 | 4118913.0382 | 73619947.8382 | 44805452.4 | 2890465.29 | 47695917.69 | 2532773.925 | 216784.8968 | 2749558.8217 | 124065424.35 | 7226163.225 |  | 77470821 | 638379.5085 | 78109200.5085 | 64535359.5 | 447985.62 | 64983345.12 | 3288226.5 | 33598.9215 | 3321825.4215 | 146414371.05 | 1119964.05 | 87957495.27 | 81273038.7421 | 3421935.4299 | 172652469.442 |  | 104072128.5713 | 96602886.1311 | 3753236.3747 | 204428251.077 |  | 129296142.511 | 120016576.0387 | 4662910.1551 | 253975628.7048 |  |  |  |  | 0 | 0
Payroll | 20010 | Salary Arrears | 141359179.03 | 6054744.18 | 7110713.55 | 154524636.76 | 0 | 0 | 0 | 0 | 0 | 0 | 0 | 0 | 0 | 0 | 0 |  | 0 | 0 | 0 | 0 | 0 | 0 | 0 | 0 | 0 | 0 | 0 | 0 | 0 | 0 | 0 |  | 0 | 0 | 0 | 0 |  | 0 | 0 | 0 | 0 |  |  |  |  | 0 | 0
Payroll | 20013 | Leave Commuted to Cash | 4826732.4 | 720 | 0 | 4827452.4 | 0 | 0 | 0 | 0 | 0 | 0 | 0 | 0 | 0 | 0 | 0 |  | 0 | 0 | 0 | 0 | 0 | 0 | 0 | 0 | 0 | 0 | 0 | 0 | 0 | 0 | 0 |  | 0 | 0 | 0 | 0 |  | 0 | 0 | 0 | 0 |  |  |  |  | 0 | 0
Payroll | 20031 | Transport allowance | 955739601.79 | 39928362.11 | 20722306.37 | 1016390270.27 | 695010348 | 41189130.3825 | 736199478.3825 | 448054524 | 28904652.9 | 476959176.9 | 25327739.25 | 2167848.9675 | 27495588.2175 | 1240654243.5 | 72261632.25 |  | 774708210 | 6383795.085 | 781092005.085 | 645353595 | 4479856.2 | 649833451.2 | 32882265 | 335989.215 | 33218254.215 | 1464143710.5 | 11199640.5 | 879574952.6997 | 812730387.4206 | 34219354.2994 | 1726524694.4197 |  | 1040721285.7127 | 966028861.3108 | 37532363.7466 | 2044282510.7701 |  | 1292961425.1103 | 1200165760.3868 | 46629101.5508 | 2539756287.048 |  |  |  |  | 0 | 0
Payroll | 20032 | Housing allowance | 2108462427.02 | 99781239.9 | 71407406.83 | 2279651073.75 | 1739249649.9 | 97897109.436 | 1837146759.336 | 975651635.7 | 68699725.92 | 1044351361.62 | 61331873.4 | 5152479.444 | 66484352.844 | 2947982473.8 | 171749314.8 |  | 1981718222.4 | 18990199.116 | 2000708421.516 | 1640836260 | 13326455.52 | 1654162715.52 | 80202213 | 999484.164 | 81201697.164 | 3736072834.2 | 33316138.8 | 2252965084.4772 | 2068819790.9153 | 83648876.5179 | 4405433751.9103 |  | 2665729295.9357 | 2459043808.1414 | 91747495.6714 | 5216520599.7486 |  | 3311823440.8661 | 3055043487.8499 | 113984382.1609 | 6480851310.8769 |  |  |  |  | 0 | 0
Payroll | 20033 | Electricity allowance-cash | 841682695.32 | 34701262.71 | 26181014.71 | 902564972.74 | 525539328 | 36993811.68 | 562533139.68 | 332073594 | 25960569.6 | 358034163.6 | 23045646 | 1947042.72 | 24992688.72 | 945559992 | 64901424 |  | 595205808 | 8841384 | 604047192 | 497622960 | 6204480 | 503827440 | 29066076 | 465336 | 29531412 | 1137406044 | 15511200 | 680207679.5984 | 630124333.7784 | 30421401.5478 | 1340753414.9247 |  | 804828069.1606 | 748979368.8853 | 33366705.2447 | 1587174143.2906 |  | 999894651.485 | 930509873.7449 | 41453810.3109 | 1971858335.5409 |  |  |  |  | 0 | 0
Payroll | 20034 | Electricity Allowance - Non Cash | 356369 | 2798910 | 0 | 3155279 | 0 | 0 | 0 | 0 | 0 | 0 | 0 | 0 | 0 | 0 | 0 |  | 0 | 0 | 0 | 0 | 0 | 0 | 0 | 0 | 0 | 0 | 0 | 0 | 0 | 0 | 0 |  | 0 | 0 | 0 | 0 |  | 0 | 0 | 0 | 0 |  |  |  |  | 0 | 0
Payroll | 20035 | Non-accidence bonus | 16168884.75 | 81669 | 563925 | 16814478.75 | 12978302.6016 | 405194.2125 | 13383496.8141 | 3256699.7988 | 284346.8158 | 3541046.6146 | 293763.9474 | 21326.0112 | 315089.9586 | 17239633.3872 | 710867.0394 |  | 25956605.2032 | 810388.4249 | 26766993.6281 | 7593855.2424 | 568693.6315 | 8162548.8739 | 587527.8948 | 42652.0224 | 630179.9172 | 35559722.4192 | 1421734.0788 | 30141874.4541 | 10208695.007 | 649171.6789 | 40999741.1399 |  | 35664146.9148 | 12134274.9892 | 712022.4237 | 48510444.3277 |  | 44308084.0695 | 15075265.2974 | 884595.6552 | 60267945.0221 |  |  |  |  | 0 | 0
Payroll | 20036 | Leave grant | 729888200.79 | 32089104.6 | 18314055.6 | 780291360.99 | 556008278.4 | 32951304.306 | 588959582.706 | 358443619.2 | 23123722.32 | 381567341.52 | 20262191.4 | 1734279.174 | 21996470.574 | 992523394.8 | 57809305.8 |  | 619766568 | 5107036.068 | 624873604.068 | 516282876 | 3583884.96 | 519866760.96 | 26305812 | 268791.372 | 26574603.372 | 1171314968.4 | 8959712.4 | 703659962.1597 | 650184309.9365 | 27375483.4395 | 1381219755.5358 |  | 832577028.5701 | 772823089.0486 | 30025890.9973 | 1635426008.6161 |  | 1034369140.0883 | 960132608.3095 | 37303281.2407 | 2031805029.6384 |  |  |  |  | 0 | 0
Payroll | 20037 | Tools allowance | 10989676.3 | 0 | 0 | 10989676.3 | 0 | 0 | 0 | 0 | 0 | 0 | 0 | 0 | 0 | 0 | 0 |  | 0 | 0 | 0 | 0 | 0 | 0 | 0 | 0 | 0 | 0 | 0 | 0 | 0 | 0 | 0 |  | 0 | 0 | 0 | 0 |  | 0 | 0 | 0 | 0 |  |  |  |  | 0 | 0
Payroll | 20038 | Meal subsidy | 79199384.65 | 3261255.31 | 1681434.22 | 84142074.18 | 59440800 | 2574576 | 62015376 | 30628800 | 1806720 | 32435520 | 1490400 | 135504 | 1625904 | 96076800 | 4516800 |  | 76507200 | 361152 | 76868352 | 45028800 | 253440 | 45282240 | 1910400 | 19008 | 1929408 | 124080000 | 633600 | 86560196.026 | 56633361.0412 | 1987554.6593 | 145181111.7266 |  | 102418831.0766 | 67315633.9736 | 2179983.4032 | 171914448.4534 |  | 127242134.4743 | 83630957.9035 | 2708347.0727 | 213581439.4506 |  |  |  |  | 0 | 0
Payroll | 20039 | Entertainment allowance | 18999120.39 | 934469.23 | 2625273.08 | 22558862.7 | 11128200 | 1630827 | 12759027 | 3065100 | 1144440 | 4209540 | 928200 | 85833 | 1014033 | 17982600 | 2861100 |  | 12954000 | 569772 | 13523772 | 3029400 | 399840 | 3429240 | 1173000 | 29988 | 1202988 | 18156000 | 999600 | 15228898.8234 | 4288864.3984 | 1239242.5057 | 20757005.7276 |  | 18018975.0912 | 5097836.6938 | 1359222.0382 | 24476033.8231 |  | 22386243.1111 | 6333401.9271 | 1688657.3645 | 30408302.4028 |  |  |  |  | 0 | 0
Payroll | 20040 | Utility allowance | 540934256.13 | 23957051.53 | 14654776.87 | 579546084.53 | 417006208.8 | 24713478.2295 | 441719687.0295 | 268832714.4 | 17342791.74 | 286175506.14 | 15196643.55 | 1300709.3805 | 16497352.9305 | 744392546.1 | 43356979.35 |  | 464824926 | 3830277.051 | 468655203.051 | 387212157 | 2687913.72 | 389900070.72 | 19729359 | 201593.529 | 19930952.529 | 878486226.3 | 6719784.3 | 527744971.6198 | 487638232.4524 | 20531612.5797 | 1035914816.6518 |  | 624432771.4276 | 579617316.7865 | 22519418.248 | 1226569506.462 |  | 775776855.0662 | 720099456.2321 | 27977460.9305 | 1523853772.2288 |  |  |  |  | 0 | 0
Payroll | 20041 | Productivity bonus | 334974557.6 | 13176573.5 | 6177449.94 | 354328581.04 | 231670116 | 13729710.1275 | 245399826.1275 | 149351508 | 9634884.3 | 158986392.3 | 8442579.75 | 722616.3225 | 9165196.0725 | 413551414.5 | 24087210.75 |  | 258236070 | 2127931.695 | 260364001.695 | 215117865 | 1493285.4 | 216611150.4 | 10960755 | 111996.405 | 11072751.405 | 488047903.5 | 3733213.5 | 293191650.8999 | 270910129.1402 | 11406451.4331 | 575508231.4732 |  | 346907095.2376 | 322009620.4369 | 12510787.9155 | 681427503.59 |  | 430987141.7034 | 400055253.4623 | 15543033.8503 | 846585429.016 |  |  |  |  | 0 | 0
Payroll | 20042 | Domestic servant allowance | 747879450.08 | 41630185.06 | 55465074 | 844974709.14 | 467357040 | 85199994.18 | 552557034.18 | 132552126 | 59789469.6 | 192341595.6 | 49153068 | 4484210.22 | 53637278.22 | 798535908 | 149473674 |  | 549547416 | 38121830.28 | 587669246.28 | 143430264 | 26752161.6 | 170182425.6 | 59628312 | 2006412.12 | 61634724.12 | 819486396 | 66880404 | 661764742.3539 | 212842888.3349 | 63492212.69 | 938099843.3789 |  | 783006213.84 | 252989646.0607 | 69639327.5253 | 1105635187.4259 |  | 972783822.1581 | 314306873.3189 | 86517846.2254 | 1373608541.7024 |  |  |  |  | 0 | 0
Payroll | 20045 | Hazard allowance | 356550297.61 | 15971171.22 | 9755330.46 | 382276799.29 | 278004139.2 | 16475652.153 | 294479791.353 | 179221809.6 | 11561861.16 | 190783670.76 | 10131095.7 | 867139.587 | 10998235.287 | 496261697.4 | 28904652.9 |  | 309883284 | 2553518.034 | 312436802.034 | 258141438 | 1791942.48 | 259933380.48 | 13152906 | 134395.686 | 13287301.686 | 585657484.2 | 4479856.2 | 351829981.0799 | 325092154.9683 | 13687741.7198 | 690609877.7679 |  | 416288514.2851 | 386411544.5243 | 15012945.4987 | 817713004.308 |  | 517184570.0441 | 480066304.1547 | 18651640.6203 | 1015902514.8192 |  |  |  |  | 0 | 0
Payroll | 20046 | Power/Transmission all'ce | 534726123.15 | 23956756.85 | 14654776.87 | 573337656.87 | 417006208.8 | 24713478.2295 | 441719687.0295 | 268832714.4 | 17342791.74 | 286175506.14 | 15196643.55 | 1300709.3805 | 16497352.9305 | 744392546.1 | 43356979.35 |  | 464824926 | 3830277.051 | 468655203.051 | 387212157 | 2687913.72 | 389900070.72 | 19729359 | 201593.529 | 19930952.529 | 878486226.3 | 6719784.3 | 527744971.6198 | 487638232.4524 | 20531612.5797 | 1035914816.6518 |  | 624432771.4276 | 579617316.7865 | 22519418.248 | 1226569506.462 |  | 775776855.0662 | 720099456.2321 | 27977460.9305 | 1523853772.2288 |  |  |  |  | 0 | 0
Payroll | 20047 | Turn around maintenance | 43738392.5 |  | 0 | 43738392.5 | 0 | 0 | 0 | 0 | 0 | 0 | 0 | 0 | 0 | 0 | 0 |  | 0 | 0 | 0 | 0 | 0 | 0 | 0 | 0 | 0 | 0 | 0 | 0 | 0 | 0 | 0 |  | 0 | 0 | 0 | 0 |  | 0 | 0 | 0 | 0 |  |  |  |  | 0 | 0
Payroll | 20049 | Furniture Allowance | 1172886036.8 | 63885928.56 | 38558092.79 | 1275330058.15 | 1112016556.8 | 65902608.612 | 1177919165.412 | 716887238.4 | 46247444.64 | 763134683.04 | 40524382.8 | 3468558.348 | 43992941.148 | 1985046789.6 | 115618611.6 |  | 1239533136 | 10214072.136 | 1249747208.136 | 1032565752 | 7167769.92 | 1039733521.92 | 52611624 | 537582.744 | 53149206.744 | 2342629936.8 | 17919424.8 | 1407319924.3195 | 1300368619.873 | 54750966.8791 | 2762439511.0716 |  | 1665154057.1403 | 1545646178.0972 | 60051781.9946 | 3270852017.2321 |  | 2068738280.1765 | 1920265216.6189 | 74606562.4813 | 4063610059.2768 |  |  |  |  | 0 | 0
Payroll |  | TOTAL SALARIES & ALL'CE | 14360252078.44 | 699474000.88 | 435666674.66 | 15495392753.98 | 10813324512.3171 | 691614136.2403 | 11504938648.5574 | 6675176865.8028 | 485343253.502 | 7160520119.3048 | 424320031.2584 | 36400744.0126 | 460720775.271 | 19126179543.1332 | 1213358133.7549 |  | 12176352960.9102 | 139116302.2685 | 12315469263.1787 | 9855452810.088 | 97625475.2761 | 9953078285.3641 | 546712930.2858 | 7321910.6457 | 554034840.9315 | 22822582389.4743 | 244063688.1903 | 13868248841.5124 | 12448065201.8672 | 570731814.9039 | 26887045858.2834 |  | 16409041345.0529 | 14796038684.6691 | 625988260.6583 | 31831068290.3803 |  | 20386108916.4385 | 18382161993.1769 | 777709349.001 | 39545980258.6164 |  |  |  |  | 0 | 0
GENERAL EXPENSES
A&O | 20061 | Entertainment expenses | 189278347.05 | 26378416.01 | 9011953.46 | 224668716.52 | 145376000 | 11639400 | 157015400 | 33398000 | 8168000 | 41566000 | 6258000 | 612600 | 6870600 | 205452000 | 20420000 |  | 156670472.808 | 3758264.0964 | 160428736.9044 | 44660382.4537 | 2637378.3133 | 47297760.767 | 7648666.6667 | 197803.3735 | 7846470.0402 | 215572967.7115 | 6593445.7831 | 180656181.0333 | 59154122.2775 | 8082939.4756 | 247893242.7864 |  | 213754077.944 | 70311865.1278 | 8865504.062 | 292931447.1337 |  | 265561760.9016 | 87353387.1035 | 11014240.7229 | 363929388.728 | 0 | 0 | 1 |  | 0 | 0 | 0 | 0
A&O | 20062 | Disturbance allowance | 8526373.5 | 586583.97 |  | 9112957.47 | 33391923.9905 | 2485795.7245 | 35877719.715 | 22147268.4086 | 1744418.0523 | 23891686.4608 | 798099.7625 | 130831.3539 | 928931.1164 | 60698337.2922 | 4361045.1306 |  | 35986191.1152 | 802642.4749 | 36788833.5901 | 29615709.8458 | 563257.8771 | 30178967.723 | 975455.2652 | 42244.3408 | 1017699.606 | 67985500.919 | 1408144.6928 | 41427304.7915 | 37744077.4773 | 1048370.0668 | 80219752.3356 |  | 49017173.3221 | 44863424.2683 | 1149869.9345 | 95030467.5249 |  | 60897490.1767 | 55736994.8839 | 1428564.4866 | 118063049.5472 | 0 | 0 | 1 |  | 0 | 0 | 0 | 0
A&O | 20063 | Hotel expenses & subsistence allowance | 223325565.24 | 1741850 | 29686908 | 254754323.24 | 84384000 | 32011200 | 116395200 | 26496000 | 22464000 | 48960000 | 20160000 | 1684800 | 21844800 | 187200000 | 56160000 |  | 90939915.6493 | 10336146.506 | 101276062.1553 | 35430908.8417 | 7253436.1446 | 42684344.9863 | 24640000 | 544007.7108 | 25184007.7108 | 169144414.8524 | 18133590.3614 | 114045319.8854 | 53384238.9514 | 25942979.3318 | 193372538.1686 |  | 134939485.9146 | 63453657.4052 | 28454696.3812 | 226847839.701 |  | 167644836.7176 | 78832952.1394 | 35351275.3983 | 281829064.2553 | 0 | 0 | 1 |  | 0 | 0 | 0 | 0
A&O | 20064 | Cash-in-lieu of hotel accommodation | 235696703.05 | 56769709.79 | 18919320 | 311385732.84 | 158976000 | 21361320 | 180337320 | 157032000 | 14990400 | 172022400 | 6696000 | 1124280 | 7820280 | 360180000 | 37476000 |  | 171327076.5816 | 6897390.0723 | 178224466.6539 | 209985902.6731 | 4840273.7349 | 214826176.408 | 8184000 | 363020.5301 | 8547020.5301 | 401597663.592 | 12100684.3373 | 200695661.7229 | 268677706.969 | 8804602.4885 | 478177971.1804 |  | 237464978.3559 | 319356115.3122 | 9657036.2009 | 566478129.8691 |  | 295019484.125 | 396758616.9712 | 11997616.9029 | 703775717.9991 | 0 | 0 | 1 |  | 0 | 0 | 0 | 0
A&O | 20065 | Printing | 22393359.56 | 536290 | 4309762.5 | 27239412.06 | 18816000 | 19589760 | 38405760 | 18816000 | 13747200 | 32563200 | 3840000 | 1031040 | 4871040 | 75840000 | 34368000 |  | 19842327.2727 | 20658292.3636 | 40500619.6364 | 19842327.2727 | 14497047.2727 | 34339374.5455 | 4049454.5455 | 1087278.5455 | 5136733.0909 | 79976727.2727 | 36242618.1818 | 42837193.8462 | 36320492.3077 | 5433083.0769 | 84590769.2308 |  | 45324514.7792 | 38429424.1191 | 5748552.4169 | 89502491.3151 |  | 48631979.3711 | 41233733.4467 | 6168041.377 | 96033754.1949 | 0.7 | 0.3 | 0 |  | 0 | 0 | 0.7 | 0.3
A&O | 20066 | Stationery excluding computer stationery | 59609184.28 | 4601832.84 | 1574200 | 65785217.12 | 5928000 | 882360 | 6810360 | 3072000 | 619200 | 3691200 | 372000 | 46440 | 418440 | 10920000 | 1548000 |  | 6251345.4545 | 930488.7273 | 7181834.1818 | 3239563.6364 | 652974.5455 | 3892538.1818 | 392290.9091 | 48973.0909 | 441264 | 11515636.3636 | 1632436.3636 | 7596170.7692 | 4117107.6923 | 466721.5385 | 12180000 |  | 8037238.7494 | 4356165.5583 | 493821.4988 | 12887225.8065 |  | 8623739.9554 | 4674047.9099 | 529857.1216 | 13827644.9869 | 0.7 | 0.3 | 0 |  | 0 | 0 | 0.7 | 0.3
A&O | 20067 | Transport and traveling | 268413509.54 | 41914657.67 | 100350157.41 | 410678324.62 | 201136000 | 43126200 | 244262200 | 112073000 | 30264000 | 142337000 | 21944000 | 2269800 | 24213800 | 410813000 | 75660000 |  | 227234365.0489 | 32446206.7689 | 259680571.8178 | 141157930.2137 | 22769267.908 | 163927198.1217 | 26377131.3131 | 1707695.0931 | 28084826.4062 | 451692596.3458 | 56923169.77 | 301020597.498 | 200235645.8125 | 31208487.3487 | 532464730.6593 |  | 357726513.2404 | 238497668.9399 | 35739416.9688 | 631963599.149 |  | 444584968.9915 | 296406541.941 | 44417193.014 | 785408703.9465 | 0 | 0.5 | 0.5 |  | 0 | 0 | 0 | 0.5
A&O | 20068 | Books, periodicals, newspapers etc | 5423766 | 945125 | 975705 | 7344596 | 4480000 | 592800 | 5072800 | 1216000 | 416000 | 1632000 | 608000 | 31200 | 639200 | 7344000 | 1040000 |  | 4828057.7137 | 191410.1205 | 5019467.8341 | 1626056.2029 | 134322.8916 | 1760379.0944 | 743111.1111 | 10074.2169 | 753185.328 | 7533032.2566 | 335807.2289 | 5652340.7666 | 2201661.9501 | 775884.1095 | 8629886.8262 |  | 6687902.3008 | 2616942.8627 | 851002.7503 | 10155847.9139 |  | 8308852.5319 | 3251212.6154 | 1057260.7133 | 12617325.8606 | 0 | 0 | 1 |  | 0 | 0 | 0 | 0
A&O | 20069 | Subscription and fees | 43470432.46 | 11977070 | 36319900.09 | 91767402.55 | 30100000 | 2793000 | 32893000 | 9170000 | 1960000 | 11130000 | 1120000 | 147000 | 1267000 | 45290000 | 4900000 |  | 32438512.7636 | 901836.1446 | 33340348.9082 | 12262282.3852 | 632867.4699 | 12895149.8551 | 1368888.8889 | 47465.0602 | 1416353.9491 | 47651852.7124 | 1582168.6747 | 37544022.5005 | 16127640.2718 | 1459038.6745 | 55130701.4469 |  | 44422437.5054 | 19169660.9461 | 1600298.1755 | 65192396.6269 |  | 55189125.9382 | 23815821.2732 | 1988163.246 | 80993110.4574 | 0 | 0 | 1 |  | 0 | 0 | 0 | 0
A&O | 20070 | Vehicles: petrol and oil | 180100669.25 | 14212640 | 14992116.99 | 209305426.24 | 145920000 | 17907120 | 163827120 | 28000500 | 12566400 | 40566900 | 8250000 | 942480 | 9192480 | 213586500 | 31416000 |  | 164853823.0249 | 13472509.012 | 178326332.037 | 35267126.1138 | 9454392.2892 | 44721518.4029 | 9916666.6667 | 709079.4217 | 10625746.0884 | 233673596.5283 | 23635980.7229 | 206715114.0481 | 54626945.5083 | 11807566.747 | 273149626.3034 |  | 245655870.7183 | 65065333.9578 | 13521820.0947 | 324243024.7708 |  | 305302804.3032 | 80863644.1789 | 16805010.9371 | 402971459.4192 | 0 | 0.5 | 0.5 |  | 0 | 0 | 0 | 0.5
A&O | 20071 | Vehicle: repairs and maintenance | 105870205.36 | 15072492.5 | 8140488.72 | 129083186.58 | 133200000 | 11928960 | 145128960 | 27732000 | 8371200 | 36103200 | 4704000 | 627840 | 5331840 | 186564000 | 20928000 |  | 150483341.7415 | 8974811.1982 | 159458152.9397 | 34928945.6041 | 6298113.1216 | 41227058.7257 | 5654303.0303 | 472358.4841 | 6126661.5144 | 206811873.1798 | 15745282.8039 | 184843202.3152 | 50358493.4256 | 6808083.3257 | 242009779.0665 |  | 219663753.278 | 59981244.8207 | 7796498.6261 | 287441496.7249 |  | 272999622.1277 | 74545103.261 | 9689542.0709 | 357234267.4596 | 0 | 0.5 | 0.5 |  | 0 | 0 | 0 | 0.5
A&O | 20072 | Vehicles: tyres, lincences & road worthwhile | 17033663.86 | 5456900 | 2144000 | 24634563.86 | 73500000 | 9736500.6 | 83236500.6 | 18920000 | 6832632 | 25752632 | 4680000 | 512447.4 | 5192447.4 | 114181580 | 17081580 |  | 83036979.1141 | 7325303.6825 | 90362282.7966 | 23830075.3941 | 5140563.9877 | 28970639.3818 | 5625454.5455 | 385542.2991 | 6010996.8445 | 125343919.023 | 12851409.9693 | 104747568.0152 | 35387383.8673 | 6679554.1572 | 146814506.0397 |  | 124479795.0305 | 42149381.1853 | 7649309.2575 | 174278485.4733 |  | 154704344.7029 | 52383540.5923 | 9506614.1121 | 216594499.4073 | 0 | 0.5 | 0.5 |  | 0 | 0 | 0 | 0.5
A&O | 20073 | Collection expenses | 15600 |  |  | 15600 |  | 0 | 0 |  | 0 | 0 |  | 0 | 0 | 0 |  |  | 0 | 0 | 0 | 0 | 0 | 0 | 0 | 0 | 0 | 0 | 0 | 0 | 0 | 0 | 0 |  | 0 | 0 | 0 | 0 |  | 0 | 0 | 0 | 0 | 0 | 1 | 0 |  | 0 | 0 | 0 | 1
A&O | 20074 | NYSC expenses | 10119612.14 |  |  | 10119612.14 | 20520000 | 2052000 | 22572000 | 9000000 | 1440000 | 10440000 | 1200000 | 108000 | 1308000 | 34320000 | 3600000 |  | 20520000 | 2052000 | 22572000 | 9000000 | 1440000 | 10440000 | 1200000 | 108000 | 1308000 | 34320000 | 3600000 | 22572000 | 10440000 | 1308000 | 34320000 |  | 22572000 | 10440000 | 1308000 | 34320000 |  | 22572000 | 10440000 | 1308000 | 34320000 | 1 | 0 | 0 |  | 0 | 0 | 1 | 0
A&O | 20075 | Stock taking expenses | 28283278.21 | 4842632.5 |  | 33125910.71 |  | 12191160 | 12191160 |  | 8555200 | 8555200 |  | 641640 | 641640 | 21388000 | 21388000 |  | 0 | 12856132.3636 | 12856132.3636 | 0 | 9021847.2727 | 9021847.2727 | 0 | 676638.5455 | 676638.5455 | 22554618.1818 | 22554618.1818 | 13597832.3077 | 9542338.4615 | 715675.3846 | 23855846.1538 |  | 14387383.861 | 10096409.727 | 757230.7295 | 25241024.3176 |  | 15437274.0347 | 10833174.7612 | 812488.1071 | 27082936.903 | 0.7 | 0.3 | 0 |  | 0 | 0 | 0.7 | 0.3
A&O | 20076 | Consultancy fees | 139464309.34 |  |  | 139464309.34 | 162650400 | 4560000 | 167210400 | 31620000 | 3200000 | 34820000 | 75000000 | 240000 | 75240000 | 277270400 | 8000000 |  | 192223200 | 5389090.9091 | 197612290.9091 | 37369090.9091 | 3781818.1818 | 41150909.0909 | 88636363.6364 | 283636.3636 | 88920000 | 327683200 | 9454545.4545 | 235614654.5455 | 49064545.4545 | 106020000 | 390699200 |  | 281217490.9091 | 58560909.0909 | 126540000 | 466318400 |  | 349621745.4545 | 72805454.5455 | 157320000 | 579747200 | 0 | 1 | 0 |  | 0 | 0 | 0 | 1
A&O | 20077 | Consultancy expenses | 40771291.67 | 2466000 | 450000 | 43687291.67 |  | 0 | 0 |  | 0 | 0 |  | 0 | 0 | 0 |  |  | 0 | 0 | 0 | 0 | 0 | 0 | 0 | 0 | 0 | 0 | 0 | 0 | 0 | 0 | 0 |  | 0 | 0 | 0 | 0 |  | 0 | 0 | 0 | 0 | 0 | 1 | 0 |  | 0 | 0 | 0 | 1
A&O | 20078 | Courier services | 2704886.63 | 229102.5 | 1587721.34 | 4521710.47 | 3000000 | 2280000 | 5280000 | 2000000 | 1600000 | 3600000 | 2000000 | 120000 | 2120000 | 11000000 | 4000000 |  | 3109090.9091 | 2362909.0909 | 5472000 | 2072727.2727 | 1658181.8182 | 3730909.0909 | 2072727.2727 | 124363.6364 | 2197090.9091 | 11400000 | 4145454.5455 | 5682461.5385 | 3874405.5944 | 2281594.4056 | 11838461.5385 |  | 5902427.7916 | 4024382.5852 | 2369914.189 | 12296724.5658 |  | 6189572.9274 | 4220163.3596 | 2485207.3117 | 12894943.5987 | 0.8 | 0.2 | 0 |  | 0 | 0 | 0.8 | 0.2
A&O | 20079 | Haulage | 176953934.55 |  |  | 176953934.55 |  | 0 | 0 |  | 0 | 0 |  | 0 | 0 | 0 |  |  | 0 | 0 | 0 | 0 | 0 | 0 | 0 | 0 | 0 | 0 | 0 | 0 | 0 | 0 | 0 |  | 0 | 0 | 0 | 0 |  | 0 | 0 | 0 | 0 | 0 | 1 | 0 |  | 0 | 0 | 0 | 1
A&O | 20080 | Water Rate | 1701600 |  |  | 1701600 |  | 0 | 0 |  | 0 | 0 |  | 0 | 0 | 0 |  |  | 0 | 0 | 0 | 0 | 0 | 0 | 0 | 0 | 0 | 0 | 0 | 0 | 0 | 0 | 0 |  | 0 | 0 | 0 | 0 |  | 0 | 0 | 0 | 0 | 0.8 | 0.2 | 0 |  | 0 | 0 | 0.8 | 0.2
A&O | 20121 | Outstation productivity award | 0 |  |  | 0 |  | 0 | 0 |  | 0 | 0 |  | 0 | 0 | 0 |  |  | 0 | 0 | 0 | 0 | 0 | 0 | 0 | 0 | 0 | 0 | 0 | 0 | 0 | 0 | 0 |  | 0 | 0 | 0 | 0 |  | 0 | 0 | 0 | 0 | 0 | 0 | 1 |  | 0 | 0 | 0 | 0
A&O | 20122 | Corporate gifts/donations | 4800144 |  |  | 4800144 |  | 0 | 0 |  | 0 | 0 |  | 0 | 0 | 0 |  |  | 0 | 0 | 0 | 0 | 0 | 0 | 0 | 0 | 0 | 0 | 0 | 0 | 0 | 0 | 0 |  | 0 | 0 | 0 | 0 |  | 0 | 0 | 0 | 0 | 1 | 0 | 0 |  | 0 | 0 | 1 | 0
A&O | 20123 | End of the year party & pensioner's day |  |  |  | 0 |  | 2828691.6752 | 2828691.6752 |  | 1985046.7896 | 1985046.7896 |  | 148878.5092 | 148878.5092 | 4962616.974 | 4962616.974 |  | 0 | 913360.6855 | 913360.6855 | 0 | 640954.867 | 640954.867 | 0 | 48071.615 | 48071.615 | 1602387.1675 | 1602387.1675 | 1028520.5539 | 801626.165 | 49520.3515 | 1879667.0705 |  | 1216955.1099 | 952830.1431 | 54314.7551 | 2224100.0081 |  | 1511909.1296 | 1183768.0623 | 67479.0494 | 2763156.2413 | 0 | 0 | 1 |  | 0 | 0 | 0 | 0
A&O | 20124 | Contribution to charity |  |  |  | 0 |  | 0 | 0 |  | 0 | 0 |  | 0 | 0 | 0 |  |  | 0 | 0 | 0 | 0 | 0 | 0 | 0 | 0 | 0 | 0 | 0 | 0 | 0 | 0 | 0 |  | 0 | 0 | 0 | 0 |  | 0 | 0 | 0 | 0 | 1 | 0 | 0 |  | 0 | 0 | 1 | 0
A&O | 20141 | Public relation expenses | 24078459.64 | 1641855 |  | 25720314.64 |  | 0 | 0 |  | 0 | 0 | 10000000 | 0 | 10000000 | 10000000 |  |  | 0 | 0 | 0 | 0 | 0 | 0 | 10000000 | 0 | 10000000 | 10000000 | 0 | 0 | 0 | 10000000 | 10000000 |  | 0 | 0 | 10000000 | 10000000 |  | 0 | 0 | 10000000 | 10000000 | 1 | 0 | 0 |  | 0 | 0 | 1 | 0
A&O | 20142 | Publications: catalogues, diaries, etc |  |  |  | 0 |  | 0 | 0 |  | 0 | 0 | 5000000 | 0 | 5000000 | 5000000 |  |  | 0 | 0 | 0 | 0 | 0 | 0 | 5000000 | 0 | 5000000 | 5000000 | 0 | 0 | 0 | 5000000 | 5000000 |  | 0 | 0 | 5000000 | 5000000 |  | 0 | 0 | 5000000 | 5000000 | 1 | 0 | 0 |  | 0 | 0 | 1 | 0
A&O | 20143 | Public relations field operations/trade fair |  |  |  | 0 |  | 0 | 0 |  | 0 | 0 |  | 0 | 0 | 0 |  |  | 0 | 0 | 0 | 0 | 0 | 0 | 0 | 0 | 0 | 0 | 0 | 0 | 0 | 0 | 0 |  | 0 | 0 | 0 | 0 |  | 0 | 0 | 0 | 0 | 1 | 0 | 0 |  | 0 | 0 | 1 | 0
A&O | 20161 | Legal fees |  |  |  | 0 | 3000000 | 17100000 | 20100000 | 5000000 | 12000000 | 17000000 | 5000000 | 900000 | 5900000 | 43000000 | 30000000 |  | 3545454.5455 | 20209090.9091 | 23754545.4545 | 5909090.9091 | 14181818.1818 | 20090909.0909 | 5909090.9091 | 1063636.3636 | 6972727.2727 | 50818181.8182 | 35454545.4545 | 28322727.2727 | 23954545.4545 | 8313636.3636 | 60590909.0909 |  | 33804545.4545 | 28590909.0909 | 9922727.2727 | 72318181.8182 |  | 42027272.7273 | 35545454.5455 | 12336363.6364 | 89909090.9091 | 0 | 1 | 0 |  | 0 | 0 | 0 | 1
A&O | 20162 | Legal expenses |  |  |  | 0 |  | 0 | 0 |  | 0 | 0 |  | 0 | 0 | 0 |  |  | 0 | 0 | 0 | 0 | 0 | 0 | 0 | 0 | 0 | 0 | 0 | 0 | 0 | 0 | 0 |  | 0 | 0 | 0 | 0 |  | 0 | 0 | 0 | 0 | 0 | 1 | 0 |  | 0 | 0 | 0 | 1
A&O | 20181 | Motor insurance | 3996451.62 |  | 4097226.08 | 8093677.7 | 262000000 | 40698000 | 302698000 | 41220000 | 28560000 | 69780000 | 10080000 | 2142000 | 12222000 | 384700000 | 71400000 |  | 295995762.2843 | 30619338.6637 | 326615100.9481 | 51917320.7053 | 21487255.2026 | 73404575.908 | 12116363.6364 | 1611544.1402 | 13727907.7766 | 413747584.6326 | 53718138.0066 | 378610814.6289 | 89663050.616 | 15254758.209 | 483528623.454 |  | 449933086.6992 | 106796312.2908 | 17469483.8073 | 574198882.7974 |  | 559179932.14 | 132727190.8312 | 21711194.528 | 713618317.4992 | 0 | 0.5 | 0.5 |  | 0 | 0 | 0 | 0.5
A&O | 20182 | Group personnel insurance | 87994889.25 |  |  | 87994889.25 |  | 24852206.91 | 24852206.91 |  | 17440145.2 | 17440145.2 |  | 1308010.89 | 1308010.89 | 43600363 | 43600363 |  | 0 | 8024568.0143 | 8024568.0143 | 0 | 5631275.7995 | 5631275.7995 | 0 | 422345.685 | 422345.685 | 14078189.4988 | 14078189.4988 | 9036335.0101 | 7042895.3046 | 435073.9367 | 16514304.2513 |  | 10691875.844 | 8371337.2069 | 477196.4165 | 19540409.4675 |  | 13283271.1488 | 10400302.3996 | 592854.7511 | 24276428.2995 | 0 | 0 | 1 |  | 0 | 0 | 0 | 0
A&O | 20183 | Accident/workers compensation |  |  |  | 0 |  | 71006222.4 | 71006222.4 |  | 49828928 | 49828928 |  | 3737169.6 | 3737169.6 | 124572320 | 124572320 |  | 0 | 22927310.3653 | 22927310.3653 | 0 | 16089340.6072 | 16089340.6072 | 0 | 1206700.5455 | 1206700.5455 | 40223351.5181 | 40223351.5181 | 25818069.8289 | 20122534.4754 | 1243066.9364 | 47183671.2408 |  | 30548180.9646 | 23918078.3281 | 1363416.7381 | 55829676.0308 |  | 37952158.8889 | 29715114.955 | 1693868.736 | 69361142.5799 | 0 | 0 | 1 |  | 0 | 0
A&O | 20184 | General accident insurance |  |  |  | 0 |  | 131384430 | 131384430 |  | 92199600 | 92199600 |  | 6914970 | 6914970 | 230499000 | 230499000 |  | 0 | 98847716.2837 | 98847716.2837 | 0 | 69366818.4447 | 69366818.4447 | 0 | 5202511.3834 | 5202511.3834 | 173417046.1117 | 173417046.1117 | 114583845.8716 | 84730965.0161 | 5781147.0272 | 205095957.9149 |  | 136169019.6552 | 100921779.2434 | 6620469.0364 | 243711267.935 |  | 169231793.3961 | 125426280.7894 | 8227964.415 | 302886038.6005 | 0 | 0.5 | 0.5 |  | 0 | 0
R&M | 20185 | Accounting Machines: Repairs & Maintainence | 5559331.13 | 55072.57 |  | 5614403.7 | 640000 | 103968 | 743968 | 515200 | 72960 | 588160 | 16000 | 5472 | 21472 | 1353600 | 182400 |  | 674909.0909 | 109638.9818 | 784548.0727 | 543301.8182 | 76939.6364 | 620241.4545 | 16872.7273 | 5770.4727 | 22643.2 | 1427432.7273 | 192349.0909 | 829810.4615 | 656024.6154 | 23949.5385 | 1509784.6154 |  | 877993.0045 | 694116.3672 | 25340.1568 | 1597449.5285 |  | 942062.7643 | 744768.1022 | 27189.3034 | 1714020.1698 | 0.7 | 0.3 | 0 |  | 0 | 0
A&O | 20187 | Audit Expenses | 29120077 | 370000 |  | 29490077 | 1200000 | 52479900 | 53679900 | 0 | 36828000 | 36828000 | 7750000 | 2762100 | 10512100 | 101020000 | 92070000 |  | 1265454.5455 | 55342440 | 56607894.5455 | 0 | 38836800 | 38836800 | 8172727.2727 | 2912760 | 11085487.2727 | 106530181.8182 | 97092000 | 59873734.6154 | 41077384.6154 | 11725034.6154 | 112676153.8462 |  | 63350274.0447 | 43462523.0769 | 12405843.0769 | 119218640.1985 |  | 67973131.8804 | 46634112.5988 | 13311134.3285 | 127918378.8076 | 0.7 | 0.3 | 0 |  | 0 | 0
A&O | 20201 | Bank charges | 10625788.01 | 394074.03 | 370699.93 | 11390561.97 | 19747037.0617 | 0 | 19747037.0617 | 1728165.8449 | 0 | 1728165.8449 | 696961.5525 | 0 | 696961.5525 | 22172164.459 | 0 |  | 22260296.3241 | 0 | 22260296.3241 | 1948114.2251 | 0 | 1948114.2251 | 785665.75 | 0 | 785665.75 | 24994076.2992 | 0 | 25256874.6754 | 2210360.3708 | 891428.4472 | 28358663.4934 |  | 28678773.825 | 2509828.5501 | 1012202.6239 | 32200804.9989 |  | 33561916.3952 | 2937177.7356 | 1184550.6382 | 37683644.769 | 0.3 | 0.7 | 0 |  | 0 | 0
A&O | 20202 | Interest on Overdraft |  |  |  | 0 |  | 0 | 0 |  | 0 | 0 |  | 0 | 0 | 0 |  |  | 0 | 0 | 0 | 0 | 0 | 0 | 0 | 0 | 0 | 0 | 0 | 0 | 0 | 0 | 0 |  | 0 | 0 | 0 | 0 |  | 0 | 0 | 0 | 0 | 0.5 | 0.5 | 0 |  | 0 | 0
R&M | 20221 | Maintenance: computer machinery | 59014196.22 | 7769278 | 1896900 | 68680374.22 | 98000000 | 87879750 | 185879750 | 75000000 | 61670000 | 136670000 | 5000000 | 4625250 | 9625250 | 332175000 | 154175000 |  | 103345454.5455 | 92673190.9091 | 196018645.4545 | 79090909.0909 | 65033818.1818 | 144124727.2727 | 5272727.2727 | 4877536.3636 | 10150263.6364 | 350293636.3636 | 162584545.4545 | 207327413.4615 | 152439615.3846 | 10735855.7692 | 370502884.6154 |  | 219365779.4045 | 161290947.8908 | 11359228.0397 | 392015955.335 |  | 235373552.4961 | 173060827.872 | 12188144.6804 | 420622525.0486 | 0.7 | 0.3 | 0 |  | 0 | 0
A&O | 20222 | Computer stationery | 23970340.15 | 10290040 | 4388750 | 38649130.15 | 36560000 | 19991040 | 56551040 | 16760000 | 14028800 | 30788800 | 1620000 | 1052160 | 2672160 | 90012000 | 35072000 |  | 38554181.8182 | 21081460.3636 | 59635642.1818 | 17674181.8182 | 14794007.2727 | 32468189.0909 | 1708363.6364 | 1109550.5455 | 2817914.1818 | 94921745.4545 | 36985018.1818 | 63076160 | 34341353.8462 | 2980486.1538 | 100398000 |  | 66738646.7097 | 36335367.9404 | 3153546.6402 | 106227561.2903 |  | 71608764.1723 | 38986867.7631 | 3383670.3139 | 113979302.2493 | 0.7 | 0.3 | 0 |  | 0 | 0
A&O | 20241 | Publicity & Advertising | 288200 |  |  | 288200 | 0 | 66120000 | 66120000 | 7200000 | 46400000 | 53600000 | 2000000 | 3480000 | 5480000 | 125200000 | 116000000 |  | 0 | 69726545.4545 | 69726545.4545 | 7592727.2727 | 48930909.0909 | 56523636.3636 | 2109090.9091 | 3669818.1818 | 5778909.0909 | 132029090.9091 | 122327272.7273 | 73749230.7692 | 59784615.3846 | 6112307.6923 | 139646153.8462 |  | 78031444.1687 | 63255980.1489 | 6467215.8809 | 147754640.1985 |  | 83725630.6351 | 67871957.0787 | 6939147.8506 | 158536735.5643 | 0.7 | 0.3 | 0 |  | 0 | 0
A&O | 20242 | Tender processing expenses | 2010130 |  |  | 2010130 | 2000000 | 17670000 | 19670000 | 5000000 | 12400000 | 17400000 | 2000000 | 930000 | 2930000 | 40000000 | 31000000 |  | 2109090.9091 | 18633818.1818 | 20742909.0909 | 5272727.2727 | 13076363.6364 | 18349090.9091 | 2109090.9091 | 980727.2727 | 3089818.1818 | 42181818.1818 | 32690909.0909 | 21939615.3846 | 19407692.3077 | 3268076.9231 | 44615384.6154 |  | 23213528.536 | 20534590.5707 | 3457836.2283 | 47205955.335 |  | 24907488.7264 | 22033060.6934 | 3710164.8179 | 50650714.2378 | 0.7 | 0.3 | 0 |  | 0 | 0
A&O | 20243 | Canteen expenses | 1717019.81 |  |  | 1717019.81 |  | 5700000 | 5700000 |  | 4000000 | 4000000 |  | 300000 | 300000 | 10000000 | 10000000 |  | 0 | 1840481.9277 | 1840481.9277 | 0 | 1291566.2651 | 1291566.2651 | 0 | 96867.4699 | 96867.4699 | 3228915.6627 | 3228915.6627 | 2072536.6461 | 1615329.511 | 99786.7694 | 3787652.9265 |  | 2452244.6852 | 1920015.484 | 109447.8082 | 4481707.9774 |  | 3046596.4581 | 2385370.5988 | 135974.7283 | 5567941.7851 | 0 | 0 | 1 |  | 0 | 0
A&O | 20244 | Running Expenses of Guest Houses/Hotels | 1124367.06 |  |  | 1124367.06 |  | 0 | 0 |  | 0 | 0 |  | 0 | 0 | 0 |  |  | 0 | 0 | 0 | 0 | 0 | 0 | 0 | 0 | 0 | 0 | 0 | 0 | 0 | 0 | 0 |  | 0 | 0 | 0 | 0 |  | 0 | 0 | 0 | 0 | 0 | 0 | 1 |  | 0 | 0
A&O | 20245 | Long service award | 38007999.63 | 1715000 | 235000 | 39957999.63 |  | 0 | 0 |  | 0 | 0 |  | 0 | 0 | 0 |  |  | 0 | 0 | 0 | 0 | 0 | 0 | 0 | 0 | 0 | 0 | 0 | 0 | 0 | 0 | 0 |  | 0 | 0 | 0 | 0 |  | 0 | 0 | 0 | 0 | 0 | 0 | 1 |  | 0 | 0
A&O | 20246 | Employee welfare expenses | 266631143.88 | 9558488.38 | 8578324.44 | 284767956.7 |  | 0 | 0 |  | 0 | 0 |  | 0 | 0 | 0 |  |  | 0 | 0 | 0 | 0 | 0 | 0 | 0 | 0 | 0 | 0 | 0 | 0 | 0 | 0 | 0 |  | 0 | 0 | 0 | 0 |  | 0 | 0 | 0 | 0 | 0 | 0 | 1 |  | 0 | 0
A&O | 20247 | Medical Expenses payments (these payments are against provisions made and reflected in payroll, therefore not be considered here) |  |  |  | 0 |  | 0 | 0 |  | 0 | 0 |  | 0 | 0 | 0 |  |  |  | 0 |  | 0 | 0 |  | 0 | 0 | 0 | 0 |  |  |  |  | 0 |  |  |  |  | 0 |  |  |  |  | 0 |  |  |  |  | 0 | 0
A&O | 20248 | Local Management Courses & Seminars | 60373486.2 | 38112000 | 15119589 | 113605075.2 | 115220000 | 27371400 | 142591400 | 53340000 | 19208000 | 72548000 | 8960000 | 1440600 | 10400600 | 225540000 | 48020000 |  | 124171609.323 | 8837994.2169 | 133009603.5398 | 71327169.294 | 6202101.2048 | 77529270.4989 | 10951111.1111 | 465157.5904 | 11416268.7015 | 221955142.7402 | 15505253.012 | 149779942.6707 | 96963912.7266 | 11760321.3265 | 258504176.7238 |  | 177221024.8049 | 115253397.2512 | 12898918.3706 | 305373340.4267 |  | 220174173.3709 | 143187420.8825 | 16025235.6782 | 379386829.9316 | 0 | 0 | 1 |  | 0 | 0
R&M | 20249 | Maintenance: Office Furnitures & Equipment | 44196635.98 | 3747190 | 3460950 | 51404775.98 | 40000000 | 5700000 | 45700000 | 7000000 | 4000000 | 11000000 | 10000000 | 300000 | 10300000 | 67000000 | 10000000 |  | 42181818.1818 | 6010909.0909 | 48192727.2727 | 7381818.1818 | 4218181.8182 | 11600000 | 10545454.5455 | 316363.6364 | 10861818.1818 | 70654545.4545 | 10545454.5455 | 50973076.9231 | 12269230.7692 | 11488461.5385 | 74730769.2308 |  | 53932803.9702 | 12981637.7171 | 12155533.4988 | 79069975.1861 |  | 57868441.0167 | 13928946.4154 | 13042558.9162 | 84839946.3483 | 0.7 | 0.3 | 0 |  | 0 | 0
R&M | 20250 | Maintenance: Office Machinery | 23954435.07 | 409300 |  | 24363735.07 | 0 | 0 | 0 |  | 0 | 0 | 0 | 0 | 0 | 0 | 0 |  | 0 | 0 | 0 | 0 | 0 | 0 | 0 | 0 | 0 | 0 | 0 | 0 | 0 | 0 | 0 |  | 0 | 0 | 0 | 0 |  | 0 | 0 | 0 | 0 | 0.7 | 0.3 | 0 |  | 0 | 0
A&O | 20251 | Oversees training & attch. Fees | 51545361.67 | 1787474.72 | 29697842.01 | 83030678.4 | 40800000 | 21888000 | 62688000 | 17600000 | 15360000 | 32960000 | 8000000 | 1152000 | 9152000 | 104800000 | 38400000 |  | 43969811.3208 | 7067450.6024 | 51037261.9232 | 23535023.989 | 4959614.4578 | 28494638.4469 | 9777777.7778 | 371971.0843 | 10149748.8621 | 89681649.2321 | 12399036.1446 | 57472227.2789 | 35637529.1262 | 10455632.3194 | 103565388.7245 |  | 68001675.2215 | 42359535.4801 | 11467913.5082 | 121829124.2098 |  | 84483275.3124 | 52626237.3157 | 14247397.4503 | 151356910.0784 | 0 | 0 | 1 |  | 0 | 0
A&O | 20252 | Rates |  |  | 53908.25 | 53908.25 |  | 0 | 0 |  | 0 | 0 |  | 0 | 0 | 0 |  |  | 0 | 0 | 0 | 0 | 0 | 0 | 0 | 0 | 0 | 0 | 0 | 0 | 0 | 0 | 0 |  | 0 | 0 | 0 | 0 |  | 0 | 0 | 0 | 0 | 0.7 | 0.3 | 0 |  | 0 | 0
A&O | 20253 | Rent of office accommodation (including leases) | 8370996.52 |  |  | 8370996.52 | 7400000 | 171000000 | 178400000 |  | 120000000 | 120000000 |  | 9000000 | 9000000 | 307400000 | 300000000 |  | 7803636.3636 | 180327272.7273 | 188130909.0909 | 0 | 126545454.5455 | 126545454.5455 | 0 | 9490909.0909 | 9490909.0909 | 324167272.7273 | 316363636.3636 | 198984615.3846 | 133846153.8462 | 10038461.5385 | 342869230.7692 |  | 210538560.794 | 141617866.005 | 10621339.9504 | 362777766.7494 |  | 225902185.5006 | 151952142.7134 | 11396410.7035 | 389250738.9176 | 0.7 | 0.3 | 0 |  | 0 | 0
A&O | 20254 | Security services | 140653269.64 | 8836771.32 |  | 149490040.96 | 80000000 | 20520000 | 100520000 | 14640000 | 14400000 | 29040000 |  | 1080000 | 1080000 | 130640000 | 36000000 |  | 84363636.3636 | 21639272.7273 | 106002909.0909 | 15438545.4545 | 15185454.5455 | 30624000 | 0 | 1138909.0909 | 1138909.0909 | 137765818.1818 | 37963636.3636 | 112118461.5385 | 32390769.2308 | 1204615.3846 | 145713846.1538 |  | 118628565.7568 | 34271523.5732 | 1274560.794 | 154174650.1241 |  | 127285244.8796 | 36772418.5367 | 1367569.2844 | 165425232.7007 | 0.7 | 0.3 | 0 |  | 0 | 0
A&O | 20255 | Sports & recreational expenses | 421500 | 20000 |  | 441500 | 5400000 | 15162000 | 20562000 |  | 10640000 | 10640000 |  | 798000 | 798000 | 32000000 | 26600000 |  | 5819533.8513 | 4895681.9277 | 10715215.779 | 0 | 3435566.2651 | 3435566.2651 | 0 | 257667.4699 | 257667.4699 | 14408449.5139 | 8588915.6627 | 12066229.523 | 4296776.4994 | 265432.8065 | 16628438.8289 |  | 14276875.2843 | 5107241.1875 | 291131.1697 | 19675247.6416 |  | 17737168.6994 | 6345085.7928 | 361692.7772 | 24443947.2693 | 0 | 0 | 1 |  | 0 | 0
A&O | 20256 | Staff interview expenses | 1412020.1 | 50000 |  | 1462020.1 | 5000000 | 2850000 | 7850000 | 3000000 | 2000000 | 5000000 | 2000000 | 150000 | 2150000 | 15000000 | 5000000 |  | 5272727.2727 | 3005454.5455 | 8278181.8182 | 3163636.3636 | 2109090.9091 | 5272727.2727 | 2109090.9091 | 158181.8182 | 2267272.7273 | 15818181.8182 | 5272727.2727 | 8755769.2308 | 5576923.0769 | 2398076.9231 | 16730769.2308 |  | 9264168.7345 | 5900744.4169 | 2537320.0993 | 17702233.2506 |  | 9940202.6692 | 6331339.2797 | 2722475.8903 | 18994017.8392 | 0.7 | 0.3 | 0 |  | 0 | 0
A&O | 20257 | Telephone bills; office | 41004587.49 | 8472140.75 |  | 49476728.24 | 10000000 | 8550000 | 18550000 | 8300000 | 6000000 | 14300000 | 2500000 | 450000 | 2950000 | 35800000 | 15000000 |  | 10545454.5455 | 9016363.6364 | 19561818.1818 | 8752727.2727 | 6327272.7273 | 15080000 | 2636363.6364 | 474545.4545 | 3110909.0909 | 37752727.2727 | 15818181.8182 | 20690384.6154 | 15950000 | 3290384.6154 | 39930769.2308 |  | 21891761.7866 | 16876129.0323 | 3481439.206 | 42249330.0248 |  | 23489268.7278 | 18107630.34 | 3735490.175 | 45332389.2428 | 0.7 | 0.3 | 0 |  | 0 | 0
A&O | 20258 | Telephone bill: staff quarters | 4500 | 325500 | 8993800 | 9323800 |  | 0 | 0 |  | 0 | 0 |  | 0 | 0 | 0 |  |  | 0 | 0 | 0 | 0 | 0 | 0 | 0 | 0 | 0 | 0 | 0 | 0 | 0 | 0 | 0 |  | 0 | 0 | 0 | 0 |  | 0 | 0 | 0 | 0 | 0 | 0 | 1 |  | 0 | 0
A&O | 20259 | Telephone, telegram & postage | 1898550 | 255948 |  | 2154498 |  | 0 | 0 |  | 0 | 0 |  | 0 | 0 | 0 |  |  | 0 | 0 | 0 | 0 | 0 | 0 | 0 | 0 | 0 | 0 | 0 | 0 | 0 | 0 | 0 |  | 0 | 0 | 0 | 0 |  | 0 | 0 | 0 | 0 | 0.7 | 0.3 | 0 |  | 0 | 0
A&O | 20260 | Vacation employment |  |  |  | 0 |  | 0 | 0 |  | 0 | 0 |  | 0 | 0 | 0 |  |  | 0 | 0 | 0 | 0 | 0 | 0 | 0 | 0 | 0 | 0 | 0 | 0 | 0 | 0 | 0 |  | 0 | 0 | 0 | 0 |  | 0 | 0 | 0 | 0 | 0 | 0 | 1 |  | 0 | 0
A&O | 20261 | Rent of staff quarters | 1826803.33 |  |  | 1826803.33 |  | 0 | 0 |  | 0 | 0 |  | 0 | 0 | 0 |  |  | 0 | 0 | 0 | 0 | 0 | 0 | 0 | 0 | 0 | 0 | 0 | 0 | 0 | 0 | 0 |  | 0 | 0 | 0 | 0 |  | 0 | 0 | 0 | 0 | 0 | 0 | 1 |  | 0 | 0
A&O | 20263 | Electricity charges installation & premises | 89576.98 |  |  | 89576.98 |  | 28500000 | 28500000 |  | 20000000 | 20000000 |  | 1500000 | 1500000 | 50000000 | 50000000 |  | 0 | 30054545.4545 | 30054545.4545 | 0 | 21090909.0909 | 21090909.0909 | 0 | 1581818.1818 | 1581818.1818 | 52727272.7273 | 52727272.7273 | 31788461.5385 | 22307692.3077 | 1673076.9231 | 55769230.7692 |  | 33634243.1762 | 23602977.6675 | 1770223.3251 | 59007444.1687 |  | 36088633.8944 | 25325357.1189 | 1899401.7839 | 63313392.7973 | 0.7 | 0.3 | 0 |  | 0 | 0
R&M | 20265 | Safety materials | 590363.84 |  |  | 590363.84 | 37566909.978 | 0 | 37566909.978 | 14000000 | 0 | 14000000 |  | 0 | 0 | 51566909.978 | 0 |  | 39876798.7085 | 0 | 39876798.7085 | 14763636.3636 | 0 | 14763636.3636 | 0 | 0 | 0 | 54640435.0721 | 0 | 42649060.4498 | 15615384.6154 | 0 | 58264445.0652 |  | 45566620.4642 | 16522084.3672 | 0 | 62088704.8314 |  | 47628833.6716 | 17727749.9832 | 0 | 65356583.6548 | 0.7 | 0.3 | 0 |  | 0 | 0
R&M | 20267 | Uniforms & safety wears |  |  |  | 0 | 37566909.978 | 0 | 37566909.978 | 14000000 | 0 | 14000000 |  | 0 | 0 | 51566909.978 | 0 |  | 39876798.7085 | 0 | 39876798.7085 | 14763636.3636 | 0 | 14763636.3636 | 0 | 0 | 0 | 54640435.0721 | 0 | 42649060.4498 | 15615384.6154 | 0 | 58264445.0652 |  | 45566620.4642 | 16522084.3672 | 0 | 62088704.8314 |  | 47628833.6716 | 17727749.9832 | 0 | 65356583.6548 | 0.7 | 0.3 | 0 |  | 0 | 0
A&O | 20268 | Oversees: training & attch. Eastacode |  |  |  | 0 | 53380000 | 27410587.5 | 80790587.5 | 24480000 | 19235500 | 43715500 | 11560000 | 1442662.5 | 13002662.5 | 137508750 | 48088750 |  | 57527169.8113 | 8850647.5301 | 66377817.3414 | 32735078.8211 | 6210980.7229 | 38946059.544 | 14128888.8889 | 465823.5542 | 14594712.4431 | 119918589.3285 | 15527451.8072 | 74746976.2439 | 48708859.175 | 15034553.9762 | 138490389.3951 |  | 88441319.2769 | 57896400.1997 | 16490151.8498 | 162827871.3265 |  | 109876886.1373 | 71928779.721 | 20486878.2149 | 202292544.0732 | 0 | 0 | 1 |  | 0 | 0
A&O | 20269 | Oversees: training & attch. Air tickets |  |  |  | 0 | 32640000 | 16963200 | 49603200 | 17920000 | 11904000 | 29824000 | 7680000 | 892800 | 8572800 | 88000000 | 29760000 |  | 35175849.0566 | 5477274.2169 | 40653123.2735 | 23962933.5161 | 3843701.2048 | 27806634.7209 | 9386666.6667 | 288277.5904 | 9674944.257 | 78134702.2514 | 9609253.012 | 45778818.3051 | 34777060.1342 | 9966518.5056 | 90522396.9449 |  | 54165924.6874 | 41336763.4841 | 10931445.2449 | 106434133.4165 |  | 67294146.9899 | 51355575.5586 | 13580905.1054 | 132230627.6539 | 0 | 0 | 1 |  | 0 | 0
A&O | 20280 | Water rates |  |  |  | 0 |  | 0 | 0 |  | 0 | 0 |  | 0 | 0 | 0 |  |  | 0 | 0 | 0 | 0 | 0 | 0 | 0 | 0 | 0 | 0 | 0 | 0 | 0 | 0 | 0 |  | 0 | 0 | 0 | 0 |  | 0 | 0 | 0 | 0 | 0.7 | 0.3 | 0 |  | 0 | 0
R&M | 20291 | Maintenance of Building: Power Station | 3393750 |  |  | 3393750 |  | 0 | 0 |  | 0 | 0 |  | 0 | 0 | 0 |  |  | 0 | 0 | 0 | 0 | 0 | 0 | 0 | 0 | 0 | 0 | 0 | 0 | 0 | 0 | 0 |  | 0 | 0 | 0 | 0 |  | 0 | 0 | 0 | 0 | 0.7 | 0.3 | 0 |  | 0 | 0
R&M | 20292 | Maintenance of Staff Quarters | 11550056.9 | 2188200 |  | 13738256.9 |  | 0 | 0 |  | 0 | 0 |  | 0 | 0 | 0 |  |  | 0 | 0 | 0 | 0 | 0 | 0 | 0 | 0 | 0 | 0 | 0 | 0 | 0 | 0 | 0 |  | 0 | 0 | 0 | 0 |  | 0 | 0 | 0 | 0 | 0 | 0 | 1 |  | 0 | 0
R&M | 20293 | Maintainance: Office Building | 106316375.64 | 10840539.37 |  | 117156915.01 | 25000000 | 17100000 | 42100000 | 50000000 | 12000000 | 62000000 | 0 | 900000 | 900000 | 105000000 | 30000000 |  | 26363636.3636 | 18032727.2727 | 44396363.6364 | 52727272.7273 | 12654545.4545 | 65381818.1818 | 0 | 949090.9091 | 949090.9091 | 110727272.7273 | 31636363.6364 | 46957692.3077 | 69153846.1538 | 1003846.1538 | 117115384.6154 |  | 49684267.9901 | 73169230.7692 | 1062133.995 | 123915632.7543 |  | 53309876.7353 | 78508607.0686 | 1139641.0704 | 132958124.8743 | 0.7 | 0.3 | 0 |  | 0 | 0
R&M | 20294 | Maintenance of Workshop and Station Equipment | 2049364.74 |  |  | 2049364.74 |  | 0 | 0 |  | 0 | 0 |  | 0 | 0 | 0 |  |  | 0 | 0 | 0 | 0 | 0 | 0 | 0 | 0 | 0 | 0 | 0 | 0 | 0 | 0 | 0 |  | 0 | 0 | 0 | 0 |  | 0 | 0 | 0 | 0 | 0.7 | 0.3 | 0 |  | 0 | 0
R&M | 20295 | Maintainance:Hospital & Clinics | 3129930 |  |  | 3129930 |  | 0 | 0 |  | 0 | 0 |  | 0 | 0 | 0 |  |  | 0 | 0 | 0 | 0 | 0 | 0 | 0 | 0 | 0 | 0 | 0 | 0 | 0 | 0 | 0 |  | 0 | 0 | 0 | 0 |  | 0 | 0 | 0 | 0 | 0 | 0 | 1 |  | 0 | 0
R&M | 20297 | Survey Fees & Expenses | 192662.7 |  |  | 192662.7 | 352427000 | 0 | 352427000 |  | 0 | 0 |  | 0 | 0 | 352427000 |  |  | 390374500 | 0 | 390374500 | 0 | 0 | 0 | 0 | 0 | 0 | 390374500 | 0 | 406799500 | 0 | 0 | 406799500 |  | 438449500 | 0 | 0 | 438449500 |  | 453099500 | 0 | 0 | 453099500 | 0 | 1 | 0 |  | 0 | 0
R&M | 20298 | Maintainance: Fire Fighting Equipment | 23777252.84 | 583750 |  | 24361002.84 | 37566909.978 | 0 | 37566909.978 | 3000000 | 0 | 3000000 | 0 | 0 | 0 | 40566909.978 | 0 |  | 39876798.7085 | 0 | 39876798.7085 | 3163636.3636 | 0 | 3163636.3636 | 0 | 0 | 0 | 43040435.0721 | 0 | 42649060.4498 | 3346153.8462 | 0 | 45995214.296 |  | 45566620.4642 | 3540446.6501 | 0 | 49107067.1143 |  | 47628833.6716 | 3798803.5678 | 0 | 51427637.2394 | 0.7 | 0.3 | 0 |  | 0 | 0
A&O | 20312 | Cleaning expenses |  |  |  | 0 | 40000000 | 28500000 | 68500000 | 11000000 | 20000000 | 31000000 | 0 | 1500000 | 1500000 | 101000000 | 50000000 |  | 42181818.1818 | 30054545.4545 | 72236363.6364 | 11600000 | 21090909.0909 | 32690909.0909 | 0 | 1581818.1818 | 1581818.1818 | 106509090.9091 | 52727272.7273 | 76403846.1538 | 34576923.0769 | 1673076.9231 | 112653846.1538 |  | 80840198.5112 | 36584615.3846 | 1770223.3251 | 119195037.2208 |  | 86739348.1323 | 39254303.5343 | 1899401.7839 | 127893053.4505 | 0.7 | 0.3 | 0 |  | 0 | 0
A&O | 20337 | Electricity purchase (exlcuding fuel |  |  |  | 0 |  | 0 | 0 |  | 0 | 0 |  | 0 | 0 | 0 |  |  | 0 | 0 | 0 | 0 | 0 | 0 | 0 | 0 | 0 | 0 | 0 | 0 | 0 | 0 | 0 |  | 0 | 0 | 0 | 0 |  | 0 | 0 | 0 | 0 | 0.7 | 0.3 | 0 |  | 0 | 0
R&M | 20341 | Maintenance: fire equipment |  |  |  | 0 | 37566909.978 | 0 | 37566909.978 | 9000000 | 0 | 9000000 | 0 | 0 | 0 | 46566909.978 | 0 |  | 39876798.7085 | 0 | 39876798.7085 | 9490909.0909 | 0 | 9490909.0909 | 0 | 0 | 0 | 49367707.7994 | 0 | 42649060.4498 | 10038461.5385 | 0 | 52687521.9883 |  | 45566620.4642 | 10621339.9504 | 0 | 56187960.4145 |  | 47628833.6716 | 11396410.7035 | 0 | 59025244.3751 | 0.7 | 0.3 | 0 |  | 0 | 0
R&M | 20342 | Maintainence of Helicopter | 12510000 |  |  | 12510000 |  | 0 | 0 |  | 0 | 0 |  | 0 | 0 | 0 |  |  | 0 | 0 | 0 | 0 | 0 | 0 | 0 | 0 | 0 | 0 | 0 | 0 | 0 | 0 | 0 |  | 0 | 0 | 0 | 0 |  | 0 | 0 | 0 | 0 | 0.7 | 0.3 | 0 |  | 0 | 0
A&O | 20343 | Radio licences |  |  |  | 0 | 0 | 0 | 0 | 5000000 | 0 | 5000000 | 0 | 0 | 0 | 5000000 | 0 |  | 0 | 0 | 0 | 5272727.2727 | 0 | 5272727.2727 | 0 | 0 | 0 | 5272727.2727 | 0 | 0 | 5576923.0769 | 0 | 5576923.0769 |  | 0 | 5900744.4169 | 0 | 5900744.4169 |  | 0 | 6331339.2797 | 0 | 6331339.2797 | 0.7 | 0.3 | 0 |  | 0 | 0
R&M | 20344 | Aircraft/Helicopter Opr. & Maintenance | 4847078 |  |  | 4847078 | 352427000 | 0 | 352427000 |  | 0 | 0 |  | 0 | 0 | 352427000 |  |  | 390374500 | 0 | 390374500 | 0 | 0 | 0 | 0 | 0 | 0 | 390374500 |  | 406799500 | 0 | 0 | 406799500 |  | 438449500 | 0 | 0 | 438449500 |  | 453099500 | 0 | 0 | 453099500 | 0.7 | 0.3 | 0 |  | 0 | 0
A&O | 20345 | Other licences |  |  |  | 0 |  | 0 | 0 | 52000000 | 0 | 52000000 | 0 | 0 | 0 | 52000000 | 0 |  | 0 | 0 | 0 | 54836363.6364 | 0 | 54836363.6364 | 0 | 0 | 0 | 54836363.6364 | 0 | 0 | 58000000 | 0 | 58000000 |  | 0 | 61367741.9355 | 0 | 61367741.9355 |  | 0 | 65845928.5092 | 0 | 65845928.5092 | 0.7 | 0.3 | 0 |  | 0 | 0
R&M | 20361 | Maintenance: Electrical Equipment | 461109732.19 | 1990564.99 | 938000 | 464038297.18 | 1910244885.0207 | 0 | 1910244885.0207 |  | 0 | 0 |  | 0 | 0 | 1910244885.0207 |  |  | 2040721855.8506 | 0 | 2040721855.8506 | 0 | 0 | 0 | 0 | 0 | 0 | 2040721855.8506 |  | 2210323338.9702 | 0 | 0 | 2210323338.9702 |  | 2452375278.832 | 0 | 0 | 2452375278.832 |  | 2603258637.5415 | 0 | 0 | 2603258637.5415 | 0.7 | 0.3 | 0 |  | 0 | 0
R&M | 20363 | Maintainance: Mechanical Equipment | 51392969.16 | 128877.77 |  | 51521846.93 | 1910244885.0207 | 0 | 1910244885.0207 |  | 0 | 0 |  | 0 | 0 | 1910244885.0207 |  |  | 2040721855.8506 | 0 | 2040721855.8506 | 0 | 0 | 0 | 0 | 0 | 0 | 2040721855.8506 |  | 2210323338.9702 | 0 | 0 | 2210323338.9702 |  | 2452375278.832 | 0 | 0 | 2452375278.832 |  | 2603258637.5415 | 0 | 0 | 2603258637.5415 | 0.7 | 0.3 | 0 |  | 0 | 0
R&M | 20364 | Maintainance: Substation Equipment | 1410294684.17 |  |  | 1410294684.17 | 2786123063.4258 | 0 | 2786123063.4258 |  | 0 | 0 |  | 0 | 0 | 2786123063.4258 |  |  | 3157279399.6632 | 0 | 3157279399.6632 | 0 | 0 | 0 | 0 | 0 | 0 | 3157279399.6632 |  | 3955227523.8126 | 0 | 0 | 3955227523.8126 |  | 4920754783.0569 | 0 | 0 | 4920754783.0569 |  | 5635094938.3886 | 0 | 0 | 5635094938.3886 | 0.7 | 0.3 | 0 |  | 0 | 0
R&M | 20381 | Maintainance: Transformers & Switchgear | 691631582.91 |  |  | 691631582.91 | 2552928725.6872 | 0 | 2552928725.6872 |  | 0 | 0 |  | 0 | 0 | 2552928725.6872 |  |  | 2666750490.261 | 0 | 2666750490.261 | 0 | 0 | 0 | 0 | 0 | 0 | 2666750490.261 |  | 2815914825.2341 | 0 | 0 | 2815914825.2341 |  | 3045493566.4419 | 0 | 0 | 3045493566.4419 |  | 3241327496.9479 | 0 | 0 | 3241327496.9479 | 0.7 | 0.3 | 0 |  | 0 | 0
R&M | 20382 | Maintainance Communication Equipment | 1110583923.39 | 126634119.01 | 2333100 | 1239551142.4 | 75133819.956 | 0 | 75133819.956 | 3362961155.2 | 0 | 3362961155.2 |  | 0 | 0 | 3438094975.156 | 0 |  | 79753597.4169 | 0 | 79753597.4169 | 3362961155.2 | 0 | 3362961155.2 | 0 | 0 | 0 | 3442714752.6169 | 0 | 85298120.8996 | 2017776693.12 | 0 | 2103074814.0196 |  | 91133240.9283 | 672592231.04 |  | 763725471.9683 |  | 95257667.3432 | 403555338.624 | 0 | 498813005.9672 | 0.7 | 0.3 | 0 |  | 0 | 0
R&M | 20383 | Maintainance: 330/132kV System Lines | 459186337.13 | 6749991.31 |  | 465936328.44 | 5378325530.5385 | 0 | 5378325530.5385 |  | 0 | 0 |  | 0 | 0 | 5378325530.5385 |  |  | 6251652028.2465 | 0 | 6251652028.2465 | 0 | 0 | 0 | 0 | 0 | 0 | 6251652028.2465 |  | 6560609068.369 | 0 | 0 | 6560609068.369 |  | 7232691477.1805 | 0 | 0 | 7232691477.1805 |  | 7487576794.556 | 0 | 0 | 7487576794.556 | 0.7 | 0.3 | 0 |  | 0 | 0
R&M | 20384 | Maintainance: 330/132kV Substationsent | 617609998.42 | 10991237.63 |  | 628601236.05 | 0 | 0 | 0 |  | 0 | 0 |  | 0 | 0 | 0 |  |  | 0 | 0 | 0 | 0 | 0 | 0 | 0 | 0 | 0 | 0 |  | 0 | 0 | 0 | 0 |  | 0 | 0 | 0 | 0 |  | 0 | 0 | 0 | 0 | 0.7 | 0.3 | 0 |  | 0 | 0
R&M | 20385 | Maintainance: Engineering Stores Ojo | 7692885.49 |  |  | 7692885.49 | 0 | 0 | 0 | 1000000 | 0 | 1000000 | 0 | 0 | 0 | 1000000 | 0 |  | 0 | 0 | 0 | 1054545.4545 | 0 | 1054545.4545 | 0 | 0 | 0 | 1054545.4545 | 0 | 0 | 1115384.6154 | 0 | 1115384.6154 |  | 0 | 1180148.8834 | 0 | 1180148.8834 |  | 0 | 1266267.8559 | 0 | 1266267.8559 | 0.7 | 0.3 | 0 |  | 0 | 0
R&M | 20407 | Maintainance: Loose Tools | 18989233.77 | 115500 | 8180550 | 27285283.77 | 0 | 0 | 0 | 7500000 | 0 | 7500000 | 0 | 0 | 0 | 7500000 | 0 |  | 0 | 0 | 0 | 7909090.9091 | 0 | 7909090.9091 | 0 | 0 | 0 | 7909090.9091 | 0 | 0 | 8365384.6154 | 0 | 8365384.6154 |  | 0 | 8851116.6253 | 0 | 8851116.6253 |  | 0 | 9497008.9196 | 0 | 9497008.9196 | 0.7 | 0.3 | 0 |  | 0 | 0
A&O | 20424 | Natural Gas |  |  |  | 0 |  | 0 | 0 |  | 0 | 0 |  | 0 | 0 | 0 |  |  | 0 | 0 | 0 | 0 | 0 | 0 | 0 | 0 | 0 | 0 | 0 | 0 | 0 | 0 | 0 |  | 0 | 0 | 0 | 0 |  | 0 | 0 | 0 | 0 | 0.7 | 0.3 | 0 |  | 0 | 0
A&O | 20441 | Lubricants |  |  |  | 0 |  | 0 | 0 |  | 0 | 0 |  | 0 | 0 | 0 |  |  | 0 | 0 | 0 | 0 | 0 | 0 | 0 | 0 | 0 | 0 | 0 | 0 | 0 | 0 | 0 |  | 0 | 0 | 0 | 0 |  | 0 | 0 | 0 | 0 | 0.7 | 0.3 | 0 |  | 0 | 0
A&O | 20442 | Chemicals |  |  |  | 0 |  | 0 | 0 |  | 0 | 0 |  | 0 | 0 | 0 |  |  | 0 | 0 | 0 | 0 | 0 | 0 | 0 | 0 | 0 | 0 | 0 | 0 | 0 | 0 | 0 |  | 0 | 0 | 0 | 0 |  | 0 | 0 | 0 | 0 | 0.7 | 0.3 | 0 |  | 0 | 0
R&M | 20461 | Maintainance: 330/132kV traces | 728448639.53 |  |  | 728448639.53 | 1030238500 | 0 | 1030238500 |  | 0 | 0 |  | 0 | 0 | 1030238500 |  |  | 1159628500 | 0 | 1159628500 |  | 0 | 0 | 0 | 0 | 0 | 1159628500 |  | 1205478500 | 0 | 0 | 1205478500 |  | 1304728500 | 0 | 0 | 1304728500 |  | 1342778500 | 0 | 0 | 1342778500 | 0.7 | 0.3 | 0 |  | 0 | 0
R&M | 20470 | Erosion Control | 61454513.18 |  |  | 61454513.18 | 846123894.666 | 0 | 846123894.666 |  | 0 | 0 |  | 0 | 0 | 846123894.666 |  |  | 949467751.533 | 0 | 949467751.533 |  | 0 | 0 | 0 | 0 | 0 | 949467751.533 |  | 990266302.6605 | 0 | 0 | 990266302.6605 |  | 1077114177.189 | 0 | 0 | 1077114177.189 |  | 1111807541.5335 | 0 | 0 | 1111807541.5335 | 0.7 | 0.3 | 0 |  | 0 | 0
Depreciation | 66666 | Depreciation (not considered here) |  |  |  | 0 | [18 empty] | 0 |  |  |  |  | 0 | 0 | 0 | 0 |  | 0 | 0 | 0 | 0 |  | 0 | 0 | 0 | 0 |  |  | 1 |  | 0 | 0
A&O | 77777 | Board of Directors Costs |  |  |  | 0 |  | 114000000 | 114000000 |  | 80000000 | 80000000 | 0 | 6000000 | 6000000 | 200000000 | 200000000 |  | 0 | 114000000 | 114000000 | 0 | 80000000 | 80000000 | 0 | 6000000 | 6000000 | 200000000 | 200000000 | 114000000 | 80000000 | 6000000 | 200000000 |  | 114000000 | 80000000 | 6000000 | 200000000 |  | 114000000 | 80000000 | 6000000 | 200000000 | 1 | 0 | 0 |  | 0 | 0
A&O | 88888 | WAPP | 328629229.25 |  |  | 328629229.25 |  | 245014500 | 245014500 |  | 171940000 | 171940000 | 0 | 12895500 | 12895500 | 429850000 | 429850000 |  | 0 | 245014500 | 245014500 | 0 | 171940000 | 171940000 | 0 | 12895500 | 12895500 | 429850000 | 429850000 | 245014500 | 171940000 | 12895500 | 429850000 |  | 245014500 | 171940000 | 12895500 | 429850000 |  | 245014500 | 171940000 | 12895500 | 429850000 | 1 | 0 | 0 |  | 0 | 0
A&O |  | Other | 462487258.33 |  |  | 462487258.33
Bad Debts | 99999 | Bad debt (not considered here) |  |  |  | 0 | [23 empty] | 0 | 0 | 0 | 0 |  | 0 | 0 | 0 | 0 |  | 0 | 0 | 0 | 0 |  |  | 1 |  | 0 | 0
Milestones | 11111 | Milestone Deliverables |  |  |  | 0 |  | 615628384.86 | 615628384.86 | 0 | 432019919.2 | 432019919.2 | 0 | 32401493.94 | 32401493.94 | 1080049798 | 1080049798 |  |  | 631019094.4815 | 631019094.4815 | 0 | 442820417.18 | 442820417.18 | 0 | 33211531.2885 | 33211531.2885 | 1107051042.95 | 1107051042.95 | 0 | 0 | 0 | 0 |  | 0 | 0 | 0 | 0 |  | 0 | 0 | 0 | 0 | 1 | 0 | 0 |  | 0 | 0
Management Fees |  | Management Fees | 601804157.19 | 422318706.8 | 31673903.01 | 1055796767 |  | 554784603.882 | 554784603.882 |  | 389322529.04 | 389322529.04 |  | 29199189.678 | 29199189.678 | 973306322.6 | 973306322.6 |  |  | 558916262.5318 | 558916262.5318 | 0 | 392221938.6188 | 392221938.6188 | 0 | 29416645.3964 | 29416645.3964 | 980554846.547 | 980554846.547 | 558916262.5318 | 392221938.6188 | 29416645.3964 | 980554846.547 |  | 558916262.5318 | 392221938.6188 | 29416645.3964 | 980554846.547 |  | 558916262.5318 | 392221938.6188 | 29416645.3964 | 980554846.547 | 1 | 0 | 0 |  | 0 | 0
|  | SUB-TOTAL GENERAL EXPENSES | 9873518530.84 | 864082922.43 | 348480776.23 | 11086082229.5 | 19443850305.279 | 2653894461.5516 | 22097744766.8306 | 4328857289.4534 | 1862382078.2819 | 6191239367.7353 | 257493061.3149 | 139678655.8711 | 397171717.1861 | 28686155851.752 | 4655955195.7046 |  | 21599103677.5515 | 2452524390.6875 | 24051628068.239 | 4535077308.2061 | 1721069747.8509 | 6256147056.057 | 300219860.4092 | 129080231.0888 | 429300091.498 | 30737075215.794 | 4302674369.6272 | 25538856839.725 | 4755172183.8735 | 429321313.1947 | 30723350336.7933 |  | 28690609328.6498 | 3699145141.2623 | 476465719.4999 | 32866220189.412 |  | 31080809246.3543 | 3860739023.3307 | 562605981.5288 | 35504154251.2139 |  |  |  |  | 0 | 0
|  | TOTAL OPERATIONAL EXP. | 24233770609.28 | 1563556923.31 | 784147450.89 | 26581474983.48 | 30257174817.5961 | 3345508597.792 | 33602683415.3881 | 11004034155.2562 | 2347725331.7838 | 13351759487.0401 | 681813092.5733 | 176079399.8838 | 857892492.4571 | 47812335394.8852 | 5869313329.4596 |  | 33775456638.4617 | 2591640692.956 | 36367097331.4176 | 14390530118.2941 | 1818695223.127 | 16209225341.4211 | 846932790.695 | 136402141.7345 | 983334932.4296 | 53559657605.2683 | 4546738057.8175 | 39407105681.2374 | 17203237385.7407 | 1000053128.0986 | 57610396195.0767 |  | 45099650673.7027 | 18495183825.9314 | 1102453980.1582 | 64697288479.7923 |  | 51466918162.7928 | 22242901016.5076 | 1340315330.5299 | 75050134509.8303 |  |  |  |  | 0 | 0
[8 empty] | 0.11057 |  | 0.36368 | 0.077592 | 0.44128 | 0.022534 | 0.0058194 | 0.028353 | 1.5802 |  |  |  | 0.085654 |  | 0.47561 | 0.060108 | 0.53572 | 0.027991 | 0.0045081 | 0.032499 | 1.7701
[8 empty] | 0.063959 |  | 0.61731 | 0.044884 | 0.66219 | 0.03924 | 0.0033663 | 0.042607 | 1.7688 |  |  |  | 0.012865 |  | 0.91142 | 0.0090283 | 0.92045 | 0.050559 | 0.00067712 | 0.051236 | 2.1106
[8 empty] | 2.5195 |  | 197440000 | 43200000 | 17360000 | 21680000 | 28480000 | 26800000 | 28800000 |  |  |  | 2.9066 |  | 197440000 | 43200000 | 17360000 | 21680000 | 28480000 | 26800000 | 28800000
[8 empty] | 413600000 |  | 197440000 | 43200000 | 17360000 | 21680000 | 20000000 | 28480000 | 26800000 |  |  |  | 413600000 |  | 197440000 | 43200000 | 17360000 | 21680000 | 20000000 | 28480000 | 26800000
[10 empty] | 0.47737 | 0.10445 | 0.041973 | 0.052418 | 0.048356 | 0.068859 | 0.064797 | [5 empty] | 0.47737 | 0.10445 | 0.041973 | 0.052418 | 0.048356 | 0.068859 | 0.064797
[10 empty] | 147717199.2263 | 32320618.9555 | 12988100.5803 | 16220162.4758 | 14963249.5164 | 21307667.3114 | 20050754.352 | [5 empty] | 147717199.2263 | 32320618.9555 | 12988100.5803 | 16220162.4758 | 14963249.5164 | 21307667.3114 | 20050754.352
[8 empty] | 138132000 |  | 15696000 | 34128000 | 13212000 | 17100000 | 15336000 | 22032000 | 20628000 |  |  |  | 138132000 |  | 15696000 | 34128000 | 13212000 | 17100000 | 15336000 | 22032000 | 20628000
[10 empty] | 0.11363 | 0.24707 | 0.095648 | 0.12379 | 0.11102 | 0.1595 | 0.14934 | [5 empty] | 0.11363 | 0.24707 | 0.095648 | 0.12379 | 0.11102 | 0.1595 | 0.14934
[10 empty] | 27653103.9875 | 60126473.8077 | 23276810.0078 | 30126661.4543 | 27018858.4832 | 38815824.8632 | 36342267.3964 | [5 empty] | 27653103.9875 | 60126473.8077 | 23276810.0078 | 30126661.4543 | 27018858.4832 | 38815824.8632 | 36342267.3964
[7 empty] | #REF! | #REF! | #REF! | #REF! | #REF! | #REF! | #REF! | #REF! | #REF! | #REF! |  |  | #REF! | #REF! | #REF! | #REF! | #REF! | #REF! | #REF! | #REF! | #REF! | #REF!
[9 empty] | 47812335394.8852 |  |  |  |  | 5869313329.4596 |  | 9388011536.7992 |  |  |  |  | 53559657605.2683 |  |  |  |  | 4546738057.8175 |  | 9388011536.7992
|  | Payroll | [13 empty] | -19298144314.9528 | [11 empty] | -21349063678.9948
Repairs & Maintenance
Administration & Overheads
Summary by Expenditure Category (excluding Depreciation & Bad Debts)
Payroll |  | Payroll | 14360252078.44 | 699474000.88 | 435666674.66 | 15495392753.98 | 10813324512.3171 | 691614136.2403 | 11504938648.5574 | 6675176865.8028 | 485343253.502 | 7160520119.3048 | 424320031.2584 | 36400744.0126 | 460720775.271 | 19126179543.1332 | 1213358133.7549 |  | 12176352960.9102 | 139116302.2685 | 12315469263.1787 | 9855452810.088 | 97625475.2761 | 9953078285.3641 | 546712930.2858 | 7321910.6457 | 554034840.9315 | 22822582389.4743 | 244063688.1903 | 13868248841.5124 | 12448065201.8672 | 570731814.9039 | 26887045858.2834 |  | 16409041345.0529 | 14796038684.6691 | 625988260.6583 | 31831068290.3803 |  | 20386108916.4385 | 18382161993.1769 | 777709349.001 | 39545980258.6164
R&M |  | Repairs & Maintenance | 5919475932.4 | 172203620.65 | 16809500 | 6108489053.05 | 17508124944.2268 | 110783718 | 17618908662.2268 | 3543976355.2 | 77742960 | 3621719315.2 | 15016000 | 5830722 | 20846722 | 21261474699.4268 | 194357400 |  | 19458797491.8376 | 116826466.2545 | 19575623958.0921 | 3553849911.5636 | 81983485.0909 | 3635833396.6545 | 15835054.5455 | 6148761.3818 | 21983815.9273 | 23233441170.6739 | 204958712.7273 | 21323724253.8694 | 2306391563.8892 | 23252113 | 23653367930.7586 |  | 23959692628.6865 | 977965384.6281 | 24602235.6903 | 24962260249.0049 |  | 25564568481.5511 | 731212479.0955 | 26397533.9704 | 26322178494.6171
A&O |  | Administration & Overheads | 3352238441.25 | 269560594.98 | 299997373.22 | 3921796409.45 | 1935725361.0522 | 1372697754.8096 | 3308423115.8618 | 784880934.2534 | 963296670.0419 | 1748177604.2953 | 242477061.3149 | 72247250.2531 | 314724311.5681 | 5371325031.7252 | 2408241675.1046 |  | 2140306185.7139 | 1145762567.4197 | 3286068753.1336 | 981227396.6425 | 804043906.9612 | 1785271303.6036 | 284384805.8638 | 60303293.0221 | 344688098.8859 | 5416028155.623 | 2010109767.4029 | 3656216323.3239 | 2056558681.3655 | 376652554.7983 | 6089427559.4877 |  | 4172000437.4315 | 2328957818.0154 | 422446838.4132 | 6923405093.8601 |  | 4957324502.2714 | 2737304605.6164 | 506791802.162 | 8201420910.0498
Depreciation |  | Depreciation | 0 | 0 | 0 | 0 | 0 | 0 | 0 | 0 | 0 | 0 | 0 | 0 | 0 | 0 | 0 |  | 0 | 0 | 0 | 0 | 0 | 0 | 0 | 0 | 0 | 0 | 0 | 0 | 0 | 0 | 0 |  | 0 | 0 | 0 | 0 |  | 0 | 0 | 0 | 0
Bad Debts |  | Bad Debts | 0 | 0 | 0 | 0 | 0 | 0 | 0 | 0 | 0 | 0 | 0 | 0 | 0 | 0 | 0 |  | 0 | 0 | 0 | 0 | 0 | 0 | 0 | 0 | 0 | 0 | 0 | 0 | 0 | 0 | 0 |  | 0 | 0 | 0 | 0 |  | 0 | 0 | 0 | 0
Milestones |  | Milestone Deliverables | 0 | 0 | 0 | 0 | 0 | 615628384.86 | 615628384.86 | 0 | 432019919.2 | 432019919.2 | 0 | 32401493.94 | 32401493.94 | 1080049798 | 1080049798 |  | 0 | 631019094.4815 | 631019094.4815 | 0 | 442820417.18 | 442820417.18 | 0 | 33211531.2885 | 33211531.2885 | 1107051042.95 | 1107051042.95 | 0 | 0 | 0 | 0 |  | 0 | 0 | 0 | 0 |  | 0 | 0 | 0 | 0
Management Fees |  | Management Fees | 601804157.19 | 422318706.8 | 31673903.01 | 1055796767 | 0 | 554784603.882 | 554784603.882 | 0 | 389322529.04 | 389322529.04 | 0 | 29199189.678 | 29199189.678 | 973306322.6 | 973306322.6 |  | 0 | 558916262.5318 | 558916262.5318 | 0 | 392221938.6188 | 392221938.6188 | 0 | 29416645.3964 | 29416645.3964 | 980554846.547 | 980554846.547 | 558916262.5318 | 392221938.6188 | 29416645.3964 | 980554846.547 |  | 558916262.5318 | 392221938.6188 | 29416645.3964 | 980554846.547 |  | 558916262.5318 | 392221938.6188 | 29416645.3964 | 980554846.547
|  | Total | 24233770609.28 | 1563556923.31 | 784147450.89 | 26581474983.48 | 30257174817.5961 | 3345508597.792 | 33602683415.3881 | 11004034155.2562 | 2347725331.7838 | 13351759487.0401 | 681813092.5733 | 176079399.8838 | 857892492.4571 | 47812335394.8852 | 5869313329.4596 | 0 | 33775456638.4617 | 2591640692.956 | 36367097331.4176 | 14390530118.2941 | 1818695223.127 | 16209225341.4211 | 846932790.695 | 136402141.7345 | 983334932.4296 | 53559657605.2683 | 4546738057.8175 | 39407105681.2374 | 17203237385.7407 | 1000053128.0986 | 57610396195.0767 |  | 45099650673.7027 | 18495183825.9314 | 1102453980.1582 | 64697288479.7923 |  | 51466918162.7928 | 22242901016.5076 | 1340315330.5299 | 75050134509.8303
|  | check | 0 | 0 | 0 | 0 | 0 | 0 | 0 | 0 | 0 | 0 | 0 | 0 | 0 | 0 | 0 |  | 0 | 0 | 0 | 0 | 0 | 0 | 0 | 0 | 0 | 0 | 0 | 0 | 0 | 0 | 0 |  | 0 | 0 | 0 | 0 |  | 0 | 0 | 0 | 0
Make-up of Repairs & Maintenance:
Lines |  |  | 459186337.13 | 6749991.31 | 0 | 465936328.44 | 5378325530.5385 | 0 | 5378325530.5385 | 0 | 0 | 0 | 0 | 0 | 0 | 5378325530.5385 | 0 |  | 6251652028.2465 | 0 | 6251652028.2465 | 0 | 0 | 0 | 0 | 0 | 0 | 6251652028.2465 | 0 | 6560609068.369 | 0 | 0 | 6560609068.369 | 0 | 7232691477.1805 | 0 | 0 | 7232691477.1805 | 14465382954.361 | 7487576794.556 | 0 | 0 | 7487576794.556
Substation, transformers & switchgear |  |  | 2719536265.5 | 10991237.63 | 0 | 2730527503.13 | 5339051789.113 | 0 | 5339051789.113 | 0 | 0 | 0 | 0 | 0 | 0 | 5339051789.113 | 0 |  | 5824029889.9242 | 0 | 5824029889.9242 | 0 | 0 | 0 | 0 | 0 | 0 | 5824029889.9242 | 0 | 6771142349.0467 | 0 | 0 | 6771142349.0467 | 0 | 7966248349.4988 | 0 | 0 | 7966248349.4988 | 15932496698.9976 | 8876422435.3365 | 0 | 0 | 8876422435.3365
Electrical & mechanical equipment |  |  | 512502701.35 | 2119442.76 | 938000 | 515560144.11 | 3820489770.0414 | 0 | 3820489770.0414 | 0 | 0 | 0 | 0 | 0 | 0 | 3820489770.0414 | 0 |  | 4081443711.7013 | 0 | 4081443711.7013 | 0 | 0 | 0 | 0 | 0 | 0 | 4081443711.7013 | 0 | 4420646677.9403 | 0 | 0 | 4420646677.9403 | 0 | 4904750557.6641 | 0 | 0 | 4904750557.6641 | 9809501115.3281 | 5206517275.083 | 0 | 0 | 5206517275.083
Communications and SCADA |  |  | 1110583923.39 | 126634119.01 | 2333100 | 1239551142.4 | 75133819.956 | 0 | 75133819.956 | 3362961155.2 | 0 | 3362961155.2 | 0 | 0 | 0 | 3438094975.156 | 0 |  | 79753597.4169 | 0 | 79753597.4169 | 3362961155.2 | 0 | 3362961155.2 | 0 | 0 | 0 | 3442714752.6169 | 0 | 85298120.8996 | 2017776693.12 | 0 | 2103074814.0196 | 0 | 91133240.9283 | 672592231.04 | 0 | 763725471.9683 | 854858712.8966 | 95257667.3432 | 403555338.624 | 0 | 498813005.9672
Line traces & erosion control |  |  | 789903152.71 | 0 | 0 | 789903152.71 | 1876362394.666 | 0 | 1876362394.666 | 0 | 0 | 0 | 0 | 0 | 0 | 1876362394.666 | 0 |  | 2109096251.533 | 0 | 2109096251.533 | 0 | 0 | 0 | 0 | 0 | 0 | 2109096251.533 | 0 | 2195744802.6605 | 0 | 0 | 2195744802.6605 | 0 | 2381842677.189 | 0 | 0 | 2381842677.189 | 4763685354.378 | 2454586041.5335 | 0 | 0 | 2454586041.5335
All other |  |  | 327763552.32 | 25708829.94 | 13538400 | 367010782.26 | 1018761639.912 | 110783718 | 1129545357.912 | 181015200 | 77742960 | 258758160 | 15016000 | 5830722 | 20846722 | 1409150239.912 | 194357400 |  | 1112822013.0157 | 116826466.2545 | 1229648479.2702 | 190888756.3636 | 81983485.0909 | 272872241.4545 | 15835054.5455 | 6148761.3818 | 21983815.9273 | 1524504536.652 | 204958712.7273 | 1290283234.9531 | 288614870.7692 | 23252113 | 1602150218.7224 | 0 | 1383026326.2258 | 305373153.5881 | 24602235.6903 | 1713001715.5043 | 3119280154.7301 | 1444208267.6988 | 327657140.4715 | 26397533.9704 | 1798262942.1408
Total R&M |  |  | 5919475932.4 | 172203620.65 | 16809500 | 6108489053.05 | 17508124944.2268 | 110783718 | 17618908662.2268 | 3543976355.2 | 77742960 | 3621719315.2 | 15016000 | 5830722 | 20846722 | 21261474699.4268 | 194357400 |  | 19458797491.8376 | 116826466.2545 | 19575623958.0921 | 3553849911.5636 | 81983485.0909 | 3635833396.6545 | 15835054.5455 | 6148761.3818 | 21983815.9273 | 23233441170.6739 | 204958712.7273 | 21323724253.8694 | 2306391563.8892 | 23252113 | 23653367930.7586 | 0 | 23959692628.6865 | 977965384.6281 | 24602235.6903 | 24962260249.0049 | 48945204990.6914 | 25564568481.5511 | 731212479.0955 | 26397533.9704 | 26322178494.6171
|  |  | 0 | 0 | 0 | 0 | 0 | 0 | 0 | 0 | 0 | 0 | 0 | 0 | 0 | 0 | 0 |  | 0 | 0 | 0 | 0 | 0 | 0 | 0 | 0 | 0 | 0 | 0 | 0 | 0 | 0 | 0 | 0 | 0 | 0 | 0 | 0 | -48945204990.6914 | 0 | 0 | 0 | 0
Note on D16: Author: included in error 1055796767 relating to MHI management fees, now reclassified
Note on R40: Author: For Tariff filing, use the NIAF values from "TCN Staff Cost V5 3 1 2…"
Note on S40: Author: For Tariff filing, use the NIAF values from "TCN Staff Cost V5 3 1 2…"
Note on AD40: Author: For Tariff filing, use the NIAF values from "TCN Staff Cost V5 3 1 2…"
Note on AE40: Author: For Tariff filing, use the NIAF values from "TCN Staff Cost V5 3 1 2…"
Note on X126: Author: Maintenance of existing old SCADA & communication equip will continue at 2014 level in 2015 and gradually reduce thereafter when new & more efficient equipment comes into service
Note on AH126: Author: Maintenance of existing old SCADA & communication equip will continue at 2014 level in 2015 and gradually reduce thereafter when new & more efficient equipment comes into service
Note on AM126: Author: Maintenance of existing old SCADA & communication equip will continue at 2014 level in 2015 and gradually reduce thereafter when new & more efficient equipment comes into service
Note on AR126: Author: Maintenance of existing old SCADA & communication equip will continue at 2014 level in 2015 and gradually reduce thereafter when new & more efficient equipment comes into service

## TSP Maint 1 (NIAF)
Total Maintenance Costs - NIAF Cost Types (NGN - constant 2013 prices) | [7 empty] | Total Maintenance Costs - TCN Budget Lines (NGN - constant 2013 prices) |  |  |  |  | Total Maintenance Costs - TCN Budget Lines (NGN - nominal prices)
| 2014 | 2015 | 2016 | 2017 | 2018 | A/C Codes | Budget Line Title | 2014 | 2015 | 2016 | 2017 | 2018 | 2014 | 2015 | 2016 | 2017 | 2018
Patrolling | 704854000 | 780749000 | 813599000 | 876899000 | 906199000 | 20079 | Haulage | 0 | 0 | 0 | 0 | 0 | 0 | 0 | 0 | 0 | 0
Corridor Clearance | 1030238500 | 1159628500 | 1205478500 | 1304728500 | 1342778500 | 20265 | Safety materials | 37566909.978 | 39876798.7085 | 42649060.4498 | 45566620.4642 | 47628833.6716 | 41323600.9758 | 48250926.4372 | 56765899.4587 | 66714089.0216 | 76706712.9165
Insulators | 562856897.28 | 657984518.4 | 697418073.12 | 774173878.56 | 808908009.6 | 20267 | Uniforms & safety wears | 37566909.978 | 39876798.7085 | 42649060.4498 | 45566620.4642 | 47628833.6716 | 41323600.9758 | 48250926.4372 | 56765899.4587 | 66714089.0216 | 76706712.9165
Towers | 2820412982.22 | 3164892505.11 | 3300887675.535 | 3590380590.63 | 3706025138.445 | 20291 | Maintenance of Building: Power Station | 0 | 0 | 0 | 0 | 0 | 0 | 0 | 0 | 0 | 0
Wires | 2841179545.7045 | 3378242756.2695 | 3552569622.3745 | 3945251185.1795 | 4084451188.0445 | 20294 | Maintenance of Workshop and Station Equipment | 0 | 0 | 0 | 0 | 0 | 0 | 0 | 0 | 0 | 0
Substation General | 751338199.5598 | 797535974.1693 | 852981208.9964 | 911332409.2831 | 952576673.4323 | 20297 | Survey Fees & Expenses | 352427000 | 390374500 | 406799500 | 438449500 | 453099500 | 387669700 | 472353145 | 541450134.5 | 641933912.95 | 729721275.745
Transformers | 2552928725.6872 | 2666750490.261 | 2815914825.2341 | 3045493566.4419 | 3241327496.9479 | 20298 | Maintainance: Fire Fighting Equipment | 37566909.978 | 39876798.7085 | 42649060.4498 | 45566620.4642 | 47628833.6716 | 41323600.9758 | 48250926.4372 | 56765899.4587 | 66714089.0216 | 76706712.9165
CB Bays | 5788620863.699 | 6184005623.7898 | 6697949512.0308 | 7431440238.8849 | 7888662538.0046 | 20341 | Maintenance: fire equipment | 37566909.978 | 39876798.7085 | 42649060.4498 | 45566620.4642 | 47628833.6716 | 41323600.9758 | 48250926.4372 | 56765899.4587 | 66714089.0216 | 76706712.9165
Reactors/ Capacitors | 292055230.0762 | 496442305.6562 | 1080837843.4246 | 1756132415.3378 | 2286146004.0645 | 20342 | Maintainence of Helicopter | 0 | 0 | 0 | 0 | 0 | 0 | 0 | 0 | 0 | 0
Total | 17344484944.2268 | 19286231673.6558 | 21017636260.7155 | 23635831784.3173 | 25217074548.5387 | 20343 | Radio licences (Antivandalisation) | 0 | 0 | 0 | 0 | 0 | 0 | 0 | 0 | 0 | 0
[6 empty] | 20344 | Aircraft/Helicopter Opr. & Maintenance | 352427000 | 390374500 | 406799500 | 438449500 | 453099500 | 387669700 | 472353145 | 541450134.5 | 641933912.95 | 729721275.745
[6 empty] | 20361 | Maintenance: Electrical Equipment | 1910244885.0207 | 2040721855.8506 | 2210323338.9702 | 2452375278.832 | 2603258637.5415 | 2101269373.5227 | 2469273445.5793 | 2941940364.1693 | 3590522645.738 | 4192574068.347
[6 empty] | 20363 | Maintainance: Mechanical Equipment | 1910244885.0207 | 2040721855.8506 | 2210323338.9702 | 2452375278.832 | 2603258637.5415 | 2101269373.5227 | 2469273445.5793 | 2941940364.1693 | 3590522645.738 | 4192574068.347
[6 empty] | 20364 | Maintainance: Substation Equipment | 2786123063.4258 | 3157279399.6632 | 3955227523.8126 | 4920754783.0569 | 5635094938.3886 | 3064735369.7683 | 3820308073.5925 | 5264407834.1946 | 7204477077.8735 | 9075376749.2243
[6 empty] | 20381 | Maintainance: Transformers & Switchgear | 2552928725.6872 | 2666750490.261 | 2815914825.2341 | 3045493566.4419 | 3241327496.9479 | 2808221598.256 | 3226768093.2158 | 3747982632.3866 | 4458907130.6276 | 5220190347.1095
[6 empty] | 20382 | Maintainance Communication Equipment | 75133819.956 | 79753597.4169 | 85298120.8996 | 91133240.9283 | 95257667.3432 | 82647201.9516 | 96501852.8745 | 113531798.9174 | 133428178.0431 | 153413425.8329
[6 empty] | 20383 | Maintainance: 330/132kV System Lines | 5378325530.5385 | 6251652028.2465 | 6560609068.369 | 7232691477.1805 | 7487576794.556 | 5916158083.5924 | 7564498954.1783 | 8732170669.9991 | 10589383591.74 | 12058817303.4004
[6 empty] | 20384 | Maintainance: 330/132kV Substationsent | 0 | 0 | 0 | 0 | 0 | 0 | 0 | 0 | 0 | 0
[6 empty] | 20385 | Maintainance: Engineering Stores Ojo | 0 | 0 | 0 | 0 | 0 | 0 | 0 | 0 | 0 | 0
[6 empty] | 20407 | Maintainance: Loose Tools | 0 | 0 | 0 | 0 | 0 | 0 | 0 | 0 | 0 | 0
[6 empty] | 20441 | Lubricants | 0 | 0 | 0 | 0 | 0 | 0 | 0 | 0 | 0 | 0
[6 empty] | 20461 | Maintainance: 330/132kV traces | 1030238500 | 1159628500 | 1205478500 | 1304728500 | 1342778500 | 1133262350 | 1403150485 | 1604491883.5 | 1910252996.85 | 2162558202.035
[6 empty] | 20470 | Erosion Control | 846123894.666 | 949467751.533 | 990266302.6605 | 1077114177.189 | 1111807541.5335 | 930736284.1326 | 1148855979.3549 | 1318044448.8411 | 1577002866.8224 | 1790577163.7151
[7 empty] | Total | 17344484944.2268 | 19286231673.6558 | 21017636260.7155 | 23635831784.3173 | 25217074548.5387 | 19078933438.6495 | 23336340325.1235 | 27974473863.0124 | 34605221315.4189 | 40612350731.1671

## TSP Maint 2 (NIAF)
Maintenance Summary as provided by Niaf in January 2014
-NIAF Maintenance model has full details, summary provided for budgeting purposes.
Total Maintenance Costs - NIAF Cost Types (NGN - constant 2013 prices) | [8 empty] | Total Maintenance Costs - TCN Budget Lines (NGN - constant 2013 prices) |  |  |  |  | Total Maintenance Costs - TCN Budget Lines (NGN - nominal prices)
| 2014 | 2015 | 2016 | 2017 | 2018 |  | A/C Codes | Budget Line Title | 2014 | 2015 | 2016 | 2017 | 2018 | 2014 | 2015 | 2016 | 2017 | 2018
Patrolling | 704854000 | 780749000 | 813599000 | 876899000 | 906199000 |  | 20079 | Haulage | bar: Total Maintenance Costs - TCN Budget Lines (NGN - constant 2013 prices) 2014 to Total Maintenance Costs - TCN Budget Lines (NGN - nominal prices) 2018
Corridor Clearance | 1030238500 | 1159628500 | 1205478500 | 1304728500 | 1342778500 |  | 20265 | Safety materials | 37566910 | 39876799 | 42649060 | 45566620 | 47628834 | 41323601 | 48250926 | 56765899 | 66714089 | 76706713
Insulators | 562856897 | 657984518 | 697418073 | 774173879 | 808908010 |  | 20267 | Uniforms & safety wears | 37566910 | 39876799 | 42649060 | 45566620 | 47628834 | 41323601 | 48250926 | 56765899 | 66714089 | 76706713
Towers | 2820412982 | 3164892505 | 3300887676 | 3590380591 | 3706025138 |  | 20291 | Maintenance of Building: Power Station | bar: Total Maintenance Costs - TCN Budget Lines (NGN - constant 2013 prices) 2014 to Total Maintenance Costs - TCN Budget Lines (NGN - nominal prices) 2018
Wires | 2841179546 | 3378242756 | 3552569622 | 3945251185 | 4084451188 |  | 20294 | Maintenance of Workshop and Station Equipment | bar: Total Maintenance Costs - TCN Budget Lines (NGN - constant 2013 prices) 2014 to Total Maintenance Costs - TCN Budget Lines (NGN - nominal prices) 2018
Substation General | 751338200 | 797535974 | 852981209 | 911332409 | 952576673 |  | 20297 | Survey Fees & Expenses | 352427000 | 390374500 | 406799500 | 438449500 | 453099500 | 387669700 | 472353145 | 541450135 | 641933913 | 729721276
Transformers | 2552928726 | 2666750490 | 2815914825 | 3045493566 | 3241327497 |  | 20298 | Maintainance: Fire Fighting Equipment | 37566910 | 39876799 | 42649060 | 45566620 | 47628834 | 41323601 | 48250926 | 56765899 | 66714089 | 76706713
CB Bays | 5788620864 | 6184005624 | 6697949512 | 7431440239 | 7888662538 |  | 20341 | Maintenance: fire equipment | 37566910 | 39876799 | 42649060 | 45566620 | 47628834 | 41323601 | 48250926 | 56765899 | 66714089 | 76706713
Reactors/ Capacitors | 292055230 | 496442306 | 1080837843 | 1756132415 | 2286146004 |  | 20342 | Maintainence of Helicopter | bar: Total Maintenance Costs - TCN Budget Lines (NGN - constant 2013 prices) 2014 to Total Maintenance Costs - TCN Budget Lines (NGN - nominal prices) 2018
Total | 17344484944 | 19286231674 | 21017636261 | 23635831784 | 25217074549 |  | 20343 | Radio licences (Antivandalisation) | bar: Total Maintenance Costs - TCN Budget Lines (NGN - constant 2013 prices) 2014 to Total Maintenance Costs - TCN Budget Lines (NGN - nominal prices) 2018
[7 empty] | 20344 | Aircraft/Helicopter Opr. & Maintenance | 352427000 | 390374500 | 406799500 | 438449500 | 453099500 | 387669700 | 472353145 | 541450135 | 641933913 | 729721276
[7 empty] | 20361 | Maintenance: Electrical Equipment | 1910244885 | 2040721856 | 2210323339 | 2452375279 | 2603258638 | 2101269374 | 2469273446 | 2941940364 | 3590522646 | 4192574068
[7 empty] | 20363 | Maintainance: Mechanical Equipment | 1910244885 | 2040721856 | 2210323339 | 2452375279 | 2603258638 | 2101269374 | 2469273446 | 2941940364 | 3590522646 | 4192574068
[7 empty] | 20364 | Maintainance: Substation Equipment | 2786123063 | 3157279400 | 3955227524 | 4920754783 | 5635094938 | 3064735370 | 3820308074 | 5264407834 | 7204477078 | 9075376749
[7 empty] | 20381 | Maintainance: Transformers & Switchgear | 2552928726 | 2666750490 | 2815914825 | 3045493566 | 3241327497 | 2808221598 | 3226768093 | 3747982632 | 4458907131 | 5220190347
[7 empty] | 20382 | Maintainance Communication Equipment | 75133820 | 79753597 | 85298121 | 91133241 | 95257667 | 82647202 | 96501853 | 113531799 | 133428178 | 153413426
[7 empty] | 20383 | Maintainance: 330/132kV System Lines | 5378325531 | 6251652028 | 6560609068 | 7232691477 | 7487576795 | 5916158084 | 7564498954 | 8732170670 | 10589383592 | 12058817303
[7 empty] | 20384 | Maintainance: 330/132kV Substationsent | bar: Total Maintenance Costs - TCN Budget Lines (NGN - constant 2013 prices) 2014 to Total Maintenance Costs - TCN Budget Lines (NGN - nominal prices) 2018
[7 empty] | 20385 | Maintainance: Engineering Stores Ojo | bar: Total Maintenance Costs - TCN Budget Lines (NGN - constant 2013 prices) 2014 to Total Maintenance Costs - TCN Budget Lines (NGN - nominal prices) 2018
[7 empty] | 20407 | Maintainance: Loose Tools | bar: Total Maintenance Costs - TCN Budget Lines (NGN - constant 2013 prices) 2014 to Total Maintenance Costs - TCN Budget Lines (NGN - nominal prices) 2018
[7 empty] | 20441 | Lubricants | bar: Total Maintenance Costs - TCN Budget Lines (NGN - constant 2013 prices) 2014 to Total Maintenance Costs - TCN Budget Lines (NGN - nominal prices) 2018
[7 empty] | 20461 | Maintainance: 330/132kV traces | 1030238500 | 1159628500 | 1205478500 | 1304728500 | 1342778500 | 1133262350 | 1403150485 | 1604491884 | 1910252997 | 2162558202
[7 empty] | 20470 | Erosion Control | 846123895 | 949467752 | 990266303 | 1077114177 | 1111807542 | 930736284 | 1148855979 | 1318044449 | 1577002867 | 1790577164
[8 empty] | Total | 17344484944 | 19286231674 | 21017636261 | 23635831784 | 25217074549 | 19078933439 | 23336340325 | 27974473863 | 34605221315 | 40612350731
NIAF ASSUMPTIONS TO FORMULATE MAINTENANCE COSTS
General Assumptions
| NGN Inflation | 10%
| USD Inflation | 1%
| USD-NGN 2013 Forex Rate | 155
| Implied Future Nominal PPP Forex Rates | 1 | 2 | 3 | 4 | 5
| Year | 2014 | 2015 | 2016 | 2017 | 2018
| Rate | 169 | 184 | 200 | 218 | 238
Allocation of NIAF expense categories to TCN budget lines
A/C Codes | Budget Line Title | Patrolling | Corridor Clearance | Insulators | Towers | Wires | Substation General | Trans- formers | Total Maintenance Costs - TCN Budget Lines (NGN - constant 2013 prices) 2014: CB Bays; Total Maintenance Costs - TCN Budget Lines (NGN - constant 2013 prices) 2015: Reactors/ Capacitors
20079 | Haulage | bar: Total Maintenance Costs - TCN Budget Lines (NGN - constant 2013 prices) 2014 to Total Maintenance Costs - TCN Budget Lines (NGN - constant 2013 prices) 2015
20265 | Safety materials | [5 empty] | 5% | bar: Total Maintenance Costs - TCN Budget Lines (NGN - constant 2013 prices) 2014 to Total Maintenance Costs - TCN Budget Lines (NGN - constant 2013 prices) 2015
20267 | Uniforms & safety wears | [5 empty] | 5% | bar: Total Maintenance Costs - TCN Budget Lines (NGN - constant 2013 prices) 2014 to Total Maintenance Costs - TCN Budget Lines (NGN - constant 2013 prices) 2015
20291 | Maintenance of Building: Power Station | bar: Total Maintenance Costs - TCN Budget Lines (NGN - constant 2013 prices) 2014 to Total Maintenance Costs - TCN Budget Lines (NGN - constant 2013 prices) 2015
20294 | Maintenance of Workshop and Station Equipment | bar: Total Maintenance Costs - TCN Budget Lines (NGN - constant 2013 prices) 2014 to Total Maintenance Costs - TCN Budget Lines (NGN - constant 2013 prices) 2015
20297 | Survey Fees & Expenses | 50% | bar: Total Maintenance Costs - TCN Budget Lines (NGN - constant 2013 prices) 2014 to Total Maintenance Costs - TCN Budget Lines (NGN - constant 2013 prices) 2015
20298 | Maintainance: Fire Fighting Equipment | [5 empty] | 5% | bar: Total Maintenance Costs - TCN Budget Lines (NGN - constant 2013 prices) 2014 to Total Maintenance Costs - TCN Budget Lines (NGN - constant 2013 prices) 2015
20341 | Maintenance: fire equipment | [5 empty] | 5% | bar: Total Maintenance Costs - TCN Budget Lines (NGN - constant 2013 prices) 2014 to Total Maintenance Costs - TCN Budget Lines (NGN - constant 2013 prices) 2015
20342 | Maintainence of Helicopter | bar: Total Maintenance Costs - TCN Budget Lines (NGN - constant 2013 prices) 2014 to Total Maintenance Costs - TCN Budget Lines (NGN - constant 2013 prices) 2015
20343 | Radio licences (Antivandalisation) | bar: Total Maintenance Costs - TCN Budget Lines (NGN - constant 2013 prices) 2014 to Total Maintenance Costs - TCN Budget Lines (NGN - constant 2013 prices) 2015
20344 | Aircraft/Helicopter Opr. & Maintenance | 50% | bar: Total Maintenance Costs - TCN Budget Lines (NGN - constant 2013 prices) 2014 to Total Maintenance Costs - TCN Budget Lines (NGN - constant 2013 prices) 2015
20361 | Maintenance: Electrical Equipment | [7 empty] | Total Maintenance Costs - TCN Budget Lines (NGN - constant 2013 prices) 2014: 33%
20363 | Maintainance: Mechanical Equipment | [7 empty] | Total Maintenance Costs - TCN Budget Lines (NGN - constant 2013 prices) 2014: 33%
20364 | Maintainance: Substation Equipment | [5 empty] | 70% |  | Total Maintenance Costs - TCN Budget Lines (NGN - constant 2013 prices) 2014: 34%; Total Maintenance Costs - TCN Budget Lines (NGN - constant 2013 prices) 2015: 100%
20381 | Maintainance: Transformers & Switchgear | [6 empty] | 100% | bar: Total Maintenance Costs - TCN Budget Lines (NGN - constant 2013 prices) 2014 to Total Maintenance Costs - TCN Budget Lines (NGN - constant 2013 prices) 2015
20382 | Maintainance Communication Equipment | [5 empty] | 10% | bar: Total Maintenance Costs - TCN Budget Lines (NGN - constant 2013 prices) 2014 to Total Maintenance Costs - TCN Budget Lines (NGN - constant 2013 prices) 2015
20383 | Maintainance: 330/132kV System Lines |  |  | 100% | 70% | 100% | bar: Total Maintenance Costs - TCN Budget Lines (NGN - constant 2013 prices) 2014 to Total Maintenance Costs - TCN Budget Lines (NGN - constant 2013 prices) 2015
20384 | Maintainance: 330/132kV Substationsent | bar: Total Maintenance Costs - TCN Budget Lines (NGN - constant 2013 prices) 2014 to Total Maintenance Costs - TCN Budget Lines (NGN - constant 2013 prices) 2015
20385 | Maintainance: Engineering Stores Ojo | bar: Total Maintenance Costs - TCN Budget Lines (NGN - constant 2013 prices) 2014 to Total Maintenance Costs - TCN Budget Lines (NGN - constant 2013 prices) 2015
20407 | Maintainance: Loose Tools | bar: Total Maintenance Costs - TCN Budget Lines (NGN - constant 2013 prices) 2014 to Total Maintenance Costs - TCN Budget Lines (NGN - constant 2013 prices) 2015
20441 | Lubricants | bar: Total Maintenance Costs - TCN Budget Lines (NGN - constant 2013 prices) 2014 to Total Maintenance Costs - TCN Budget Lines (NGN - constant 2013 prices) 2015
20461 | Maintainance: 330/132kV traces |  | 100% | bar: Total Maintenance Costs - TCN Budget Lines (NGN - constant 2013 prices) 2014 to Total Maintenance Costs - TCN Budget Lines (NGN - constant 2013 prices) 2015
20470 | Erosion Control |  |  |  | 30% | bar: Total Maintenance Costs - TCN Budget Lines (NGN - constant 2013 prices) 2014 to Total Maintenance Costs - TCN Budget Lines (NGN - constant 2013 prices) 2015
Voltage Support Equipment Installation - Link from Refurbishment Budget Model
|  | BA | BE | EN | KA | LA | OS | PH | SH
| 132kV capacitor average cost per capacitor (NGN Constant 2013 Prices) | 9326111 | - | 9326111 | - | 9326111 | 9326111 | 9326111 | -
| 132kV associated CB Bay costs per capacitor (NGN Constant 2013 Prices) | 1647019 | - | 2058774 | - | 1852896 | 1764663 | 1544080 | -
| 132kV capacitor count | 5 | 0 | 7 | 0 | 20 | 7 | 4 | 0
| 132kV capacitor installations in 2014 | 0 | 0 | 0 | 0 | 0 | 0 | 0 | 0
| 132kV capacitor installations in 2015 | 2 | 0 | 2 | 0 | 6 | 3 | 1 | 0
| 132kV capacitor installations in 2016 | 2 | 0 | 3 | 0 | 7 | 2 | 2 | 0
| 132kV capacitor installations in 2017 | 1 | 0 | 2 | 0 | 7 | 2 | 1 | 0
| 132kV capacitor installations in 2018 | 0 | 0 | 0 | 0 | 0 | 0 | 0 | 0
| 33kV capacitor average cost per capacitor (NGN Constant 2013 Prices) | 6217407 | - | - | - | 6217407 | 6217407 | 6217407 | 6217407
| 33kV associated CB Bay costs per capacitor (NGN Constant 2013 Prices) | 1300938 | - | - | - | 1294743 | 1022165 | 1022165 | 1277707
| 33kV capacitor count | 11 | 0 | 0 | 0 | 30 | 2 | 6 | 24
| 33kV capacitor installations in 2014 | 0 | 0 | 0 | 0 | 0 | 0 | 0 | 0
| 33kV capacitor installations in 2015 | 4 | 0 | 0 | 0 | 10 | 1 | 2 | 8
| 33kV capacitor installations in 2016 | 4 | 0 | 0 | 0 | 10 | 0 | 2 | 8
| 33kV capacitor installations in 2017 | 3 | 0 | 0 | 0 | 10 | 1 | 2 | 8
| 33kV capacitor installations in 2018 | 0 | 0 | 0 | 0 | 0 | 0 | 0 | 0

## Ass TSP
Assumptions - TSP
20061 Entertainment Expenses
TSP |  |  |  | No. of Staff | Cost per Staff | total cost | Meetings/year | total (Naira)
Quarterly Meeting - ED, D, GM - Sr Mgr |  |  |  | 307 | 4000 | 1228000 | 4 | 4912000
Monthly Management Meeting - ED, D, GM, AGM |  |  |  | 54 | 4000 | 216000 | 12 | 2592000
Conferences - ED, D, GM - Mgr |  |  |  | 494 | 4000 | 1976000 | 6 | 11856000
Conference Space Rental |  |  |  | 1 | 750000 | 750000 | 6 | 4500000
Officer Meetings |  |  |  | 758 | 1000 | 758000 | 2 | 1516000
TOTAL | [7 empty] | 25376000
*As per staffing count given by ED of each division
*N4000/per person is the estimated expense for tea/lunch given by HR
Regions |  |  |  | No of Substations | Allowance per Month | Monthly Cost | Months | total
Line Crew Subsistence Allowance |  |  |  | 40 | 250000 | 10000000 | 12 | 120000000
TOTAL | [7 empty] | 120000000
*N250,000 per work centre
Total Entertainment Expenses | [8 empty] | 145376000
20062 Disturbance Allowance
Total Disturbance Transfers |  |  |  | No. of Staff | Cost per Staff | Monthly Cost | Months | Total (Naira) | Total TSP Staff | Total TCN Staff | Percent of Total | TOTAL SO
Assume 10 staff transferred per month |  |  |  | 10 | 500000 | 5000000 | 12 | 60000000 | 2343 | 4210 | 55.65% | 33391923.9905
*Average of previous month's actual disturbance allowances
*Assumes N1,000,000 per transfer (dependant on staff role and distance to destination)
*once regional numbers have been sorted, can move across
20063 Hotel Expenses & Subsistence Allowance
| Night | Staff | Nights per | Total Nights | Trips | Total | Total
Position | Allowance | Number | Trip | Per Trip | Per Year | Nights | Cost
ED/ Director | 24000 | 2 | 3 | 6 | 48 | 288 | 6912000
General Manager | 24000 | 9 | 3 | 27 | 24 | 648 | 15552000
AGM | 20000 | 43 | 3 | 129 | 24 | 3096 | 61920000
Principal Manager | 15000 | 86 | 3 | 258 | 12 | 3096 | 46440000 | Cash in lieu
Senior Manager | 12000 | 167 | 3 | 501 | 12 | 6012 | 72144000 | Cash in lieu
Manager | 9000 | 187 | 3 | 561 | 8 | 4488 | 40392000 | Cash in lieu
Total Hotel Costs | [6 empty] | 243360000
*hotel allowance for duty tours as per TCN HR circular
*total trips per year as budgeted by EDSO
*Staff numbers from staffing levels provided by HR
20065 Printing
| No of Printers | Est. Case of Paper/mth | Cases/Month | Months/Year | Total Cases | Cost per Case | Total Cost
HQ | 98 | 2 | 196 | 12 | 2352 | 8000 | 18816000
Regions |  |  | 0
Total Printing Costs | [6 empty] | 18816000
*based on No. of printers from ICT count
*Assumes each printer uses one case of paper per month (based on $50/case)
20066 Stationary Excl. Computer Stationary
| Naira per month | Staff Grades | Total/Month | Yearly Cost
Stationary costs per staff | 1000 | 494 | 494000 | 5928000
*ED to Manager
20067 Transport & Travel
| Travel | Staff |  |  | Trips |  | Total
Position | Allowance | Number |  |  | Per Year |  | Cost
ED/ Director | 80000 | 2 |  |  | 31.2 |  | 4992000
General Manager | 80000 | 9 |  |  | 15.6 |  | 11232000
AGM | 80000 | 43 |  |  | 15.6 |  | 53664000
Principal Manager | 60000 | 86 |  |  | 7.8 |  | 40248000
Senior Manager | 40000 | 167 |  |  | 7.8 |  | 52104000
Manager | 40000 | 187 |  |  | 5.2 |  | 38896000
Total Transport Costs | [6 empty] | 201136000
*travel allowance includes N10,000 for to and fro airport plus airticket
*total trips per year as budgeted by EDTSP
20068 Books & Periodicals
Type | Periodical Cost | No. of Copies | Total Cost
Daily Newspaper | online available
Daily Newspaper
Specialized Magazines | 16000 | 280 | 4480000
*Using Economist Magazine subscription cost of $100 USD/year online addition
*Allows for 2 maganize per ED, D, GM, AGM, PM
20069 Subscription & Fees
Type of Employee | Cost of Prof. Dues | No. of Staff | Total Cost
Engineer (NSE & COREN) | 70000 | 400 | 28000000
Accountant (ICAN and ANA) | 35000 | 20 | 700000 |  | currently estimated ,actuals to come
Human Resource (CIPM) | 35000 | 20 | 700000
Legal (Nigerian Bar) | 35000 | 20 | 700000
Total Subscription Fees |  |  | 30100000
*estimates come from HR Estimate and previous year actuals
20070 Vehicles Petrol and Oil
Fleet Petrol and Oil Cost
Area | Current 2013 Vehicles | Yearly Cost | 2013 | 2014 | 2015 | 2016 | 2017 | 2018
Recreational Vehicles | 422 | 144000 | 60768000 | 75600000 | 75600000 | 75600000 | 75600000 | 75600000
Maintenance Vehicles |  | 294000 | 0 | 58800000 | 94080000 | 117600000 | 117600000 | 117600000
Utility Specialized Equipment |  | 1440000 | 0 | 11520000 | 11520000 | 11520000 | 11520000 | 11520000
Total Vehicle Cost |  |  | 60768000 | 145920000 | 181200000 | 204720000 | 204720000 | 204720000
*average across all vehicle types
*estimates cost per month determined in average regional cost N40,000/month |  |  | Fleet Petrol and Oil Cost 2013: Vehicle Schedule - Cumulative
*vehicles numbers via latest from vehicle working group. See tab vehicle listing |  |  | Recreational | 525 | 525 | 525 | 525 | 525
*Maintenance vehicles (Landrovers) attract a higher petrol cost at N70,000 |  |  | Maintenance | 200 | 320 | 400 | 400 | 400
*Utility Specialized Equipment attact a higher petrol/diesel cost estimated at N300000 per month |  |  | Utility | 8 | 8 | 8 | 8 | 8
*Assumes 10% of recreation vehicles replaced and retired each year, net increase of zero
20071 Vehicle Repairs and Maintenance
Fleet Repairs and Maintenance
Area | Current 2013 Vehicles | Yearly Cost | 2013 | 2014 | 2015 | 2016 | 2017 | 2018
Recreational Vehicles | 422 | 144000 | 60768000 | 75600000 | 75600000 | 75600000 | 75600000 | 75600000
Maintenance Vehicles | 0 | 288000 |  | 57600000 | 92160000 | 115200000 | 115200000 | 115200000
Utility Specialized Equipment | 0 | 775000 |  |  | 6200000 | 6200000 | 6200000 | 6200000
Total Vehicle Cost |  |  | 60768000 | 133200000 | 173960000 | 197000000 | 197000000 | 197000000
*assumes monthly cost of N40,000 for recreational vehicles
*maintenance vehicles in the field attract N60,000 repairs per month due to high activity and poor conditions
*Utility Equipment attacts repair costs starting in 2015 at 10% of vehcile cost (on $2M USD)
20072 Vehicle Tires, Licences and Road Worthiness
Recreation and Maintenance Vehicles |  |  | Fleet Repairs and Maintenance 2013: Fleet Tires, Licences and Road Worthiness
Item | Yearly Cost | 2013 Vehicle Numbers | 2013 | 2014 | 2015 | 2016 | 2017 | 2018
Tires | 120000 | 422 | 50640000 | 63000000 | 87000000 | 101400000 | 111000000 | 111000000
Licences | 10000 | 422 | 4220000 | 5250000 | 7250000 | 8450000 | 9250000 | 9250000
Road Worthiness | 10000 | 422 | 4220000 | 5250000 | 7250000 | 8450000 | 9250000 | 9250000
Total Vehicle Cost - HQ |  |  | 59080000 | 73500000 | 101500000 | 118300000 | 129500000 | 129500000
*total recreation and maintenance vehicles with costs beginning in the year after acquisition
Utility Specialized Equipment |  |  | Fleet Tires, Licences and Road Worthiness 2013: Fleet Tires, Licences and Road Worthiness
Item | Yearly Cost | No of Vehicles | 2013 | 2014 | 2015 | 2016 | 2017 | 2018
Total | 15500000 |  | 0 |  | 124000000 | 124000000 | 124000000 | 124000000
0
0
Total Vehicle Cost - Regions |  |  | 0 | 0 | 124000000 | 124000000 | 124000000 | 124000000
*Utility Specialized Equipment is priced at estimate of $2M and assume total costs are 5% of purchase price beginning in 2015 (1 year after acquisition)
Total Tires, Licences and Road Worthiness |  |  |  | 73500000 | 225500000 | 242300000 | 253500000 | 253500000
20073 Collection Expenses
Not applicable
20074 NYSC Expenses
Est. No. of Staff | Yearly Cost | Total Cost
171 | 120000 | 20520000
Assumes 36 stations x 3 staff plus 9 regions x 2 staff and 45 staff at HQ
20075 Stock Taking Expenses
20076 Consultancy Fees
S/N | Types |  |  | 2014 | 2015 | 2016 | 2017 | 2018
1 | Consultancy - Technical |  |  | 146217000 | 160838700 | 176922570 | 194614827 | 214076309.7
2 | Consultancy - Finance, Accounts, Others |  |  | 16433400 | 18076740 | 19884414 | 21872855.4 | 24060140.94
3
| Total Consultant COST |  |  | 162650400 | 178915440 | 196806984 | 216487682.4 | 238136450.64
Note - Erosion control and line maintenance already included in OPEX as per NIAF estimate
*Provided by EDTSP
20077 Consultancy Expenses
Assumed all expenses included in consulting fees detailed in above
20078 Courier Services
Average Courier Cost in Nigeria
Estimated Contingency | 3000000
20079 Haulage
Included in service contracts for delivery of goods
Covered in both maintenance costs and capital costs
20080 Water Rate
Not estimated to date
20121 Outstation Productivity Award
percentage of regional salary as determined by HR policy
20122 Corporate Gifts and Donations
To be managed by Shared Services
20123 End of year party & pensioner's day
Determined as a % of basic salary |  | 1%
20124 Contribution to Charity
To be managed by Shared Services
20141 Public Relations Expenses
Not applicable
20142 Publications: catalogues, diaries, etc.
Not applicable
20143 Public relations field operations/trade fair
Not applicable
20161 Legal Fees
Contingency | 3000000
20162 Legal Expenses
Not applicable
20181 Motor Insurance |  |  | Fleet Tires, Licences and Road Worthiness 2013: Fleet Motor Insurance
Area | 2013 Fleet Vehicles | Yearly Cost | 2013 | 2014 | 2015 | 2016 | 2017 | 2018
Recreational Vehicles | 422 | 240000 | 101280000 | 126000000 | 126000000 | 126000000 | 126000000 | 126000000
Maintenance Vehicles | 0 | 620000 | 0 | 124000000 | 198400000 | 248000000 | 248000000 | 248000000
Utility Specialized Equipment | 0 | 1500000 | 0 | 12000000 | 12000000 | 12000000 | 12000000 | 12000000
Total Vehicle Cost |  |  | 101280000 | 262000000 | 336400000 | 386000000 | 386000000 | 386000000
*assumes avg. vehicle cost of N6 million for recreational vehciles
*assumes avg. maintenance vehicle cost of N12,400,000
*assumes avg. utlity equipment cost of N250,000,000 (excludes shipping and transport)
*Insurance is calculated at 10% of vehicle cost
20182 Group Personal Insurance
To be managed by Shared Services
20183 Accident/workers compensation
To be managed by Shared Services
20184 General Accident Insurance
To be managed by Shared Services
20185 Accounting Machines: Repairs & Maintenance
Type of Employee | No. of Employees | Calculator Cost (N) | Fleet Motor Insurance 2013: Total Cost
Accountant | 200 | 3200 | Fleet Motor Insurance 2013: 640000
*assumes each calculator is $20 USD or N3200
20187 Audit Expenses
Overall Audit expenses will be the responsibility of shared services
Determined by AGM Audit weekly audit review meetings + contingency for the auditors + production of audit report sheets, audit notebook etc for the meeting
1200000
20201 Bank Charges
Estimated on 0.20% of Opex (excl payroll, depreciation & bad debts) of previous year (to avoid circular reference)
| 2014 | 2015 | Fleet Motor Insurance 2013: 2016; Fleet Motor Insurance 2014: 2017; Fleet Motor Insurance 2015: 2018
Total Opex TSP | 9873518530.84 | 22097744766.8306 | Fleet Motor Insurance 2013: 24051628068.239; Fleet Motor Insurance 2014: 25538856839.725; Fleet Motor Insurance 2015: 28690609328.6498
Bank Charge % | 0.2% | 0.2% | Fleet Motor Insurance 2013: 0.2%; Fleet Motor Insurance 2014: 0.2%; Fleet Motor Insurance 2015: 0.2%
Total Bank Charge | 19747037.0617 | 44195489.5337 | Fleet Motor Insurance 2013: 48103256.1365; Fleet Motor Insurance 2014: 51077713.6795; Fleet Motor Insurance 2015: 57381218.6573
| 2014 | Interest Charges (Naira)
Loan Type | Total Loan Amount (Naira) | 2014 | 2015 | 2016 | 2017 | 2018
AfDB - 1
AFDB - 2
World Bank - 3
World Bank - 4
Eurobond - 5
FGN - 6
Agence A FDB - 7
MYTO CAPEX - 8
NDPHC - 9
Islamic Development Bank - 10
Chinese XD Loan - 11
World Bank - 12
Others - 13
Total Interest Charges |  | 0 | 0 | 0 | 0 | 0
20202 Interest on Overdraft
Not applicable at this time
20221 Maintenance: Computers
Assumptions from ICT based on known staffing |  |  | Fleet Motor Insurance 2017: Total Cost
1. SLA Maintenance of DGMS in existing 4 locations (Ikeja West, Benin, SNCC Shiroro and NCC) |  |  | Fleet Motor Insurance 2017: 22000000
2. Annual VSAT KU Band maintenance/SLA for Benin, Ikeja West, NCC, New Oshogbo & SNCC Shiroro |  |  | Fleet Motor Insurance 2017: 21000000
3. Internet bandwidth annual subscription renewal on KU- Band equipment in Benin RCC, SNCC Shiroro, NCC, Ikeja West & New NCC |  |  | Fleet Motor Insurance 2017: 45000000
4. Provision of PC operational software tools/licences for TCN SO (Microsoft, Windows 7OS, etc) |  |  | Fleet Motor Insurance 2017: 10000000
TOTAL COST |  |  | Fleet Motor Insurance 2017: 98000000
20222 Computer Stationery
ink toner |  |  | Fleet Motor Insurance 2015: Replacement
Current Printers | Planned Purchase | Total TSP Printers | Ink Toner Price | Total per Unit | Per Year | Total Cost
247 | 16 | 263 | 20000 | 5260000 | 6 | 31560000
Contingency for other costs not including ink toner |  |  | Fleet Motor Insurance 2016: 5000000
Total Cost |  |  | Fleet Motor Insurance 2016: 36560000
*Printers as per printer count from ICT
*Approximate price per toner cartridge for black/tri colour
20241 Publicity & Advertising
not applicable, covered under Shared services | bar: Fleet Motor Insurance 2013
20242 Tender Processing
Nominal value added |  |  | Fleet Motor Insurance 2013: 2000000
*Majority of tender processing expenses to be categorized under shared services
20243 Canteen Expenses
Only attributable under HQ and to be accounted for under shared services
20244 Running Expenses of Guest Houses/Hotels
Not applicable
20245 Long Service Award
Undetermined - should this be a percent of basic pay?
20246 Employee Welfare Expenses
Undetermined - should this be a percent of basic pay?
20247 Medical Expenses
Determined as an additional 10% of basic pay |  | 268830002.6064
20248 Local Management Courses & Seminars
Staff Description | No. of Staff | Courses Per Year | Total Staff | Total Courses | Cost per Course | Total Cost
General Manager | 2 | 2 | Fleet Motor Insurance 2013: 4
Assistant General Manager | 9 | 2 | Fleet Motor Insurance 2013: 18
Principal Manager | 43 | 1 | Fleet Motor Insurance 2013: 43
Senior Manager | 86 | 1 | Fleet Motor Insurance 2013: 86
Manager | 167 | 1 | Fleet Motor Insurance 2013: 167
Assistant Manager | 187 | 0.5 | Fleet Motor Insurance 2013: 93.5
TOTAL |  |  | 411.5 | 16.46 | 7000000 | 115220000
*Assumes typical course is 1 week
*Quote from SO is that a course for 25 staff for one week is N7 Million
*Training done by MHI not included as it is already incorporated in MHI fees
20249 Office Furniture & Equipment
Estimated Value | 40000000
*CAPEX for 2014 is N40 million
20250 Maintenance: Office Equipment
Covered under ICT Maintenance
0
20251 Overseas Training & Attch. Fees
*MHI training in 2014 is covered under the MHI Contract and course fees are not applicable
Required Training | No. of Staff | Course Cost/Staff | Fleet Motor Insurance 2013: Total Cost
MHI Courses | 5 | 0 | Fleet Motor Insurance 2013: 0
Engineering Training | 45 | 800000 | Fleet Motor Insurance 2013: 36000000
ED/D Courses | 6 | 800000 | Fleet Motor Insurance 2013: 4800000
TOTAL COST |  |  | Fleet Motor Insurance 2013: 40800000
20252 Rates
Not applicable
20253 Rent of Office Accommodation
Regional rent based on actual costs incurred |  | 7400000
20254 Security Services
Locations | Est. Cost per Location | COST PER REGION | Fleet Motor Insurance 2013: NO.
Lagos | 80000000 | 10000000 | Fleet Motor Insurance 2013: 8
Benin
SNCC Shiroro
NCC
Total Cost | 80000000
20255 Sports & Recreation
AGM's and above receive a cap to cover gym subscriptions
Total Staff | average cost | Total Cost
54 | 100000 | 5400000
20256 Staff Interview Expenses
Contingency for new hires |  | 5000000
20257 Telephone Bills Office
Locations | Total Estimate
Head Quarters | 10000000
NCC
Total Cost | 10000000
20258 Telephone bill Staff Quarters
Not applicable
20259 Telephone, telegram & postage
Not applicable
20260 Vacation Employment
are there HR policies that outline this?
20261 Rent of staff quarters
Not applicable
20262 Electricity charges, installation & premises
To be managed by Shared Services
20265 Safety Materials
Locations | Est. Cost
Headquarters
Lagos | 8327778
Benin | 4340174
Bauchi | 2626963
NCC | 3627609
Shiroro | 5173535
Enugu | 4488452
Port Harcourt | 5591474
Osogbo
Kaduna | 3390926
Total Cost | 37566911 | 1
20266 Uniforms & Safety Wear
Locations | Est. Cost
Headquarters
Lagos | 8327778
Benin | 4340174
Bauchi | 2626963
NCC | 3627609
Shiroro | 5173535
Enugu | 4488452
Port Harcourt | 5591474
Osogbo
Kaduno | 3390926
Total Cost | 37566911 | 1
20268 Overseas Training & Attch Eastacode
*MHI training in 2014 is covered under the MHI Contract and course fees are not applicable
Required Training | No. of Staff | Est. Days on Course | Fleet Motor Insurance 2013: Total Days; Fleet Motor Insurance 2014: Avg, Eastacode; Fleet Motor Insurance 2015: Total Cost
MHI Courses | 5 | 10 | Fleet Motor Insurance 2013: 50; Fleet Motor Insurance 2014: 68000; Fleet Motor Insurance 2015: 3400000
Engineering Training | 45 | 15 | Fleet Motor Insurance 2013: 675; Fleet Motor Insurance 2014: 68000; Fleet Motor Insurance 2015: 45900000
ED/D Courses | 6 | 10 | Fleet Motor Insurance 2013: 60; Fleet Motor Insurance 2014: 68000; Fleet Motor Insurance 2015: 4080000
TOTAL COST |  |  | Fleet Motor Insurance 2015: 53380000
*using an average eastacode of $425USD/day
20269 Overseas Training & Air Tickets
*MHI training in 2014 is covered under the MHI Contract and course fees are not applicable
Required Training | No. of Staff | Flight Cost | Fleet Motor Insurance 2013: Total Cost
MHI Courses | 5 | 0 | Fleet Motor Insurance 2013: 0
Engineering Training | 45 | 640000 | Fleet Motor Insurance 2013: 28800000
ED/D Courses | 6 | 640000 | Fleet Motor Insurance 2013: 3840000
TOTAL COST |  |  | Fleet Motor Insurance 2013: 32640000
*using an average ticket cost of $4000 USD @ N160/USD
20280 Water Rates
Not applicable
20291 Maintenance of Building: Power Station
Not applicable
20292 Maintenance of Staff Quarters
Not applicable
20293 Maintenance of Office Building
Locations | Est. Cost
Headquarters
Lagos | 5000000
Benin | 5000000
Bauchi | 2000000
NCC
Shiroro | 5000000
Enugu | 2000000
Port Harcourt | 2000000
Osogbo | 2000000
Kaduno | 2000000
Total Cost | 25000000
*determined by regional estimates. Head office should be covered under shared services
20294 Maintenance of Workshop & Station Equipment
Not applicable
20295 Maintenance of Hospitals & Clinics
Not applicable to be outsourced by the government
20297 Survey Fees & Expenses
Locations | Est. Cost 2014
Headquarters
Lagos | 40807000
Benin | 40347250
Bauchi | 74125000
NCC
Shiroro | 70465000
Enugu | 34792500
Port Harcourt | 19552500
Osogbo | 32978250
Kaduna | 39359500
Total Cost | 352427000 | 0
*See Maintenance worksheet for NIAF assumptions and totals
20298 Maintenance Fire Fighting Equipment
Locations | Est. Cost 2014
Headquarters
Lagos | 8327778
Benin | 4340174
Bauchi | 2626963
NCC
Shiroro | 5173535
Enugu | 4488452
Port Harcourt | 5591474
Osogbo | 3627609
Kaduna | 3390926
Total Cost | 37566911 | 1
*See Maintenance worksheet for NIAF assumptions and totals
20312 Cleaning Expenses
*Head office costs will be allocated through shared services
*NCC costs are budgeted under SO
Locations | Est. Cost 2014
Headquarters | 0
Lagos | 5000000
Benin | 5000000
Bauchi | 5000000
NCC | 0
Shiroro | 5000000
Enugu | 5000000
Port Harcourt | 5000000
Osogbo | 5000000
Kaduna | 5000000
Total Cost | 40000000
20337 Electricity Purchase (excluding fuel)
Not applicable
20341 Maintenance: fire equipment
Locations | Est. Cost 2014
Headquarters
Lagos | 8327778
Benin | 4340174
Bauchi | 2626963
NCC
Shiroro | 5173535
Enugu | 4488452
Port Harcourt | 5591474
Osogbo | 3627609
Kaduna | 3390926
Total Cost | 37566911
20342 Maintenance of Helicopter
Not applicable
20343 Radio Licences
Satellite Radio subscriptions (yearly renewals) | bar: Fleet Motor Insurance 2013
Based on new maintenance vehicles
Budget Years | New Vehicles | License Price | Fleet Motor Insurance 2013: Total Cost
2014 |  | 155000 | Fleet Motor Insurance 2013: 0
2015 | 200 | 155000 | Fleet Motor Insurance 2013: 31000000
2016 | 320 | 155000 | Fleet Motor Insurance 2013: 49600000
2017 | 400 | 155000 | Fleet Motor Insurance 2013: 62000000
2018 | 400 | 155000 | Fleet Motor Insurance 2013: 62000000
20344 Aircraft/Helicopter Opr. & Maintenance
Locations | Est. Cost 2014
Headquarters
Lagos | 40807000
Benin | 40347250
Bauchi | 74125000
NCC
Shiroro | 70465000 |  | Fleet Motor Insurance 2013: 16000000
Enugu | 34792500
Port Harcourt | 19552500
Osogbo | 32978250
Kaduna | 39359500
Total Cost | 352427000 | 0
20345 Other Licences
Not applicable
20361 Maintenance: Electrical Equipment
Locations | Est. Cost 2014
Headquarters
Lagos | 444920272
Benin | 242439779
Bauchi | 116257590
NCC
Shiroro | 273826882
Enugu | 184234324
Port Harcourt | 302143350
Osogbo | 182566510
Kaduna | 163856178
Total Cost | 1910244885 | 0
20363 Maintenance: Mechanical Equipment
Locations | Est. Cost 2014
Headquarters
Lagos | 444920272
Benin | 242439779
Bauchi | 116257590
NCC
Shiroro | 273826882
Enugu | 184234324
Port Harcourt | 302143350
Osogbo | 182566510
Kaduna | 163856178
Total Cost | 1910244885 | 0
20364 Maintenance: Substation Equipment
Locations | Est. Cost 2014
Headquarters
Lagos | 641808358
Benin | 346278597
Bauchi | 178278235
NCC
Shiroro | 383279120
Enugu | 282167826
Port Harcourt | 401227302
Osogbo | 287837248
Kaduna | 265246376
Total Cost | 2786123062 | -1
20381 Maintenance: Transformers & Switchgear
Locations | Est. Cost 2014
Headquarters
Lagos | 639146578
Benin | 227607852
Bauchi | 154674038
NCC
Shiroro | 305944654
Enugu | 238662936
Port Harcourt | 388300115
Osogbo | 305128515
Kaduna | 293464037
Total Cost | 2552928725 | -1
20382 Maintenance: Communications Equipment
Locations | Est. Cost 2014
Headquarters
Lagos | 16655556
Benin | 8680347
Bauchi | 5253927
NCC
Shiroro | 10347070
Enugu | 8976903
Port Harcourt | 11182948
Osogbo | 7255217
Kaduna | 6781851
Total Cost | 75133819 | -1
20383 Maintenance: 330/132kV System Lines
Locations | Est. Cost 2014
Headquarters
Lagos | 610975892
Benin | 639647357
Bauchi | 1150034529
NCC
Shiroro | 1222498163
Enugu | 492795632
Port Harcourt | 272383295
Osogbo | 513823162
Kaduna | 476167501
Total Cost | 5378325531 | 0
20384 Maintenance: 330/132kV Substation
Included in 20383
20385 Maintenance: Engineering Stores Ojo
Estimated Cost |  |  | Fleet Motor Insurance 2013: 2000000
20407 Maintenance: Loose Tools
Locations | Est. Cost 2014
Headquarters | 3000000
Lagos | 500000
Benin | 500000
Bauchi | 500000
NCC
Shiroro | 500000
Enugu | 500000
Port Harcourt | 500000
Osogbo | 500000
Kaduna | 500000
Total Cost | 7000000
20461 Maintenance: 330/132kV traces
Locations | Est. Cost 2014
Headquarters
Lagos | 124014000
Benin | 131849000
Bauchi | 217750000
NCC
Shiroro | 209360000
Enugu | 97985000
Port Harcourt | 42755000
Osogbo | 106506500
Kaduna | 100019000
Total Cost | 1030238500 | 0
20470 Erosion Control
Locations | Est. Cost 2014
Headquarters
Lagos | 87794908
Benin | 89374148
Bauchi | 199225734
NCC
Shiroro | 192288998
Enugu | 72294681
Port Harcourt | 39480936
Osogbo | 72479997
Kaduna | 93184492
Total Cost | 846123894 | -1
Refurbishment
*all moved to CAPEX as per Shahid's request
Type | 2014 | 2015 | 2016 | 2017 | 2018 | Total
#REF! |  | #REF! | Fleet Motor Insurance 2013: #REF!; Fleet Motor Insurance 2014: #REF!
#REF! |  | #REF! | Fleet Motor Insurance 2013: #REF!; Fleet Motor Insurance 2014: #REF!
#REF! |  | #REF! | Fleet Motor Insurance 2013: #REF!; Fleet Motor Insurance 2014: #REF!
#REF! |  | #REF! | Fleet Motor Insurance 2013: #REF!; Fleet Motor Insurance 2014: #REF!
#REF! |  | #REF! | Fleet Motor Insurance 2013: #REF!; Fleet Motor Insurance 2014: #REF!
#REF! |  | #REF! | Fleet Motor Insurance 2013: #REF!; Fleet Motor Insurance 2014: #REF!
#REF! |  | #REF! | Fleet Motor Insurance 2013: #REF!; Fleet Motor Insurance 2014: #REF!
#REF! |  | #REF! | Fleet Motor Insurance 2013: #REF!; Fleet Motor Insurance 2014: #REF!
Total | 0 | #REF! | Fleet Motor Insurance 2013: #REF!; Fleet Motor Insurance 2014: #REF!; Fleet Motor Insurance 2015: 0
Shared Servies Allocations
Percentage
MO | 10%
TSP | 50%
SO | 40%
Years | Shared Services Cost | Percent Allocation
2014 | 7236643262.6431 | 50% | Fleet Motor Insurance 2013: 3618321631.3216
2015 | 6447461224.8748 | 50% | Fleet Motor Insurance 2013: 3223730612.4374
2016 | 5910823843.3055 | 50% | Fleet Motor Insurance 2013: 2955411921.6528
2017 | 5835896714.8455 | 50% | Fleet Motor Insurance 2013: 2917948357.4228
2018 | 5822322530.4427 | 50% | Fleet Motor Insurance 2013: 2911161265.2213
Note on F25: Author: taken 50% of initial estimates, as discussed with F&A

## Staffing TSP
Total Staff in TSP by Region and Staff
SUMMARY OF RETAINED STAFF (10-01-2014)
REGIONS AND HQ | STAFF V | STAFF IV | STAFF III | STAFF II | STAFF I | OFFICER IV | OFFICER III | OFFICER II | OFFICER I | ASST. MANAGER | MANAGER | SR. MANAGER | PRIN. MANMAGER | ASST. GEN. MANAGER | GENERAL MANAGER | DIRECTORS | EDTSP | TOTAL
Bauchi Region | [17 empty] | 0
Benin | [17 empty] | 0
Enugu | [17 empty] | 0
Kaduna | [17 empty] | 0
Lagos | [17 empty] | 0
NCC | [17 empty] | 0
Osogbo | [17 empty] | 0
Port Harcourt | [17 empty] | 0
Shiroro | [17 empty] | 0
TCN HQ | 1 | 112 | 129 | 288 | 32 | 106 | 135 | 292 | 225 | 224 | 187 | 167 | 86 | 43 | 9 | 1 | 1 | 2038
Training Engineers | [17 empty] | 0
TOTAL TSP | 1 | 112 | 129 | 288 | 32 | 106 | 135 | 292 | 225 | 224 | 187 | 167 | 86 | 43 | 9 | 1 | 1 | 2038
TOTAL COMPANY STAFF 2014 | [17 empty] | 4218
2014 Staffing Numbers | (All)
Count of DESIGNATION | DESIGNATION
SECTOR | Ag.GM | AGM | Asst. Mgr. | Deputy Director | Deputy Managing Director | Director | Gen. Mgr. | Manager | NO RANK | Officer I | Officer II | Officer IV | Officer lll | Prin. Manager | Senior Manager | Staff I | Staff II | Staff III | Staff IV | Staff V | Grand Total
CEO |  | 5 | 10 |  | 1 |  | 2 | 5 |  | 11 | 9 | 7 | 1 | 1 | 6 | 9 | 9 |  |  |  | 76
F&A |  | 2 | 17 |  |  | 1 | 2 | 8 |  | 4 | 4 |  |  | 11 | 3 | [5 empty] | 52
HR&CS |  | 7 | 14 |  |  | 1 |  | 4 |  | 5 | 8 | 1 | 6 | 6 | 15 | 1 | 1 |  |  |  | 69
ICT |  | 1 | 4 | 1 | [5 empty] | 1 | 2 |  |  | 3 | 5 | [5 empty] | 17
Market Operator | 2 | 8 | 9 |  |  | 1 | 1 | 8 |  | 4 | 7 |  |  | 6 | 4 | 2 | 4 |  |  |  | 56
PMU |  | 4 | 9 |  |  |  | 1 | 7 |  | 4 |  |  |  | 6 | 4 |  | 4 | 4 |  |  | 43
System Operation |  | 9 | 457 |  |  | 1 | 2 | 139 |  | 190 | 82 | 18 | 57 | 25 | 79 | 25 | 83 | 68 | 107 |  | 1342
TSP |  | 43 | 224 |  |  | 1 | 9 | 187 | 2 | 225 | 292 | 106 | 135 | 86 | 167 | 32 | 288 | 129 | 112 | 1 | 2039
Grand Total | 2 | 79 | 744 | 1 | 1 | 5 | 17 | 358 | 2 | 444 | 404 | 132 | 199 | 144 | 283 | 69 | 389 | 201 | 219 | 1 | 3694
TSP - Current Staff |  |  | 2039
Add New Hires |  |  | 304
Total TSP Staff |  |  | 2343
TCN - Current Staff |  |  | 3694
Add New Hires |  |  | 516
TOTAL TCN Staff |  |  | 4210

## Ass SO
Assumptions
20061 Entertainment Expenses
System Operator |  |  |  | No. of Staff | Cost per Staff | total cost | Meetings/year | total (Naira) |  | 214
Quarterly Meeting - ED, D, GM - Sr Mgr |  |  |  | 117 | 4000 | 468000 | 4 | 1872000
Monthly Management Meeting - ED, D, GM, AGM |  |  |  | 13 | 4000 | 52000 | 12 | 624000
ConferencesED, D, GM - Mgr |  |  |  | 256 | 4000 | 1024000 | 6 | 6144000
Conference Space Rental |  |  |  | 1 | 750000 | 750000 | 12 | 9000000
SO Officer Meetings |  |  |  | 559 | 1000 | 559000 | 2 | 1118000
TOTAL | [7 empty] | 18758000
*As per staffing count given by ED of each division
*N4000/per person is the estimated expense for tea/lunch given by HR
Regions |  |  |  | No. of Staff | Cost per Staff | total cost | Meetings/year | total
Monthly Meeting - Support Staff |  |  |  | 305 | 4000 | 1220000 | 12 | 14640000
TOTAL | [7 empty] | 14640000
*estimate # of staff from Manpower requirement tab (finance, hr, legal, etc.)
Total Entertainment Expenses | [8 empty] | 33398000
20062 Disturbance Allowance
Total Disturbance Transfers |  |  |  | No. of Staff | Cost per Staff | Monthly Cost | Months | Total (Naira) | Total SO Staff | Total TCN Staff | Percent of Total | TOTAL SO
Assume 10 staff transferred per month |  |  |  | 10 | 500000 | 5000000 | 12 | 60000000 | 1554 | 4210 | 36.91% | 22147268.4086
*Average of previous month's actual disturbance allowances
*Assumes N1,000,000 per transfer (dependant on staff role and distance to destination)
*once regional numbers have been sorted, can move across
20063 Hotel Expenses & Subsistence Allowance
| Night | Staff | Nights per | Total Nights | Trips | Total | Total
Position | Allowance | Number | Trip | Per Trip | Per Year | Nights | Cost
ED/ Director | 24000 | 2 | 4 | 8 | 24 | 192 | 4608000
General Manager | 24000 | 2 | 4 | 8 | 24 | 192 | 4608000
AGM | 20000 | 9 | 4 | 36 | 24 | 864 | 17280000
Principal Manager | 15000 | 25 | 4 | 100 | 24 | 2400 | 36000000 | Cash in lieu
Senior Manager | 12000 | 79 | 4 | 316 | 24 | 7584 | 91008000 | Cash in lieu
Manager | 9000 | 139 | 3 | 417 | 8 | 3336 | 30024000 | Cash in lieu
Total Hotel Costs | [6 empty] | 183528000
*hotel allowance for duty tours as per TCN HR circular
*total trips per year as budgeted by EDSO
*Staff numbers verified by NIAF and BPE, see Staffing level sheet for reference
20065 Printing
| No of Printers | Est. Case of Paper/mth | Cases/Month | Months/Year | Total Cases | Cost per Case | Total Cost
HQ | 98 | 2 | 196 | 12 | 2352 | 8000 | 18816000
Regions |  |  | 0
Total Printing Costs | [6 empty] | 18816000
*based on No. of printers from ICT count
*Assumes each printer uses one case of paper per month (based on $50/case)
20066 Stationary Excl. Computer Stationary
| Naira per month | Staff Grades | Total/Month | Yearly Cost
Stationary costs per staff | 1000 | 256 | 256000 | 3072000
*ED to Manager
20067 Transport & Travel
| Travel | Staff |  |  | Trips |  | Total
Position | Allowance | Number |  |  | Per Year |  | Cost
ED/ Director | 80000 | 2 |  |  | 14.95 |  | 2392000
General Manager | 80000 | 2 |  |  | 14.95 |  | 2392000
AGM | 80000 | 9 |  |  | 14.95 |  | 10764000
Principal Manager | 60000 | 25 |  |  | 14.95 |  | 22425000
Senior Manager | 40000 | 79 |  |  | 14.3 |  | 45188000
Manager | 40000 | 139 |  |  | 5.2 |  | 28912000
Total Transport Costs | [6 empty] | 112073000
*travel allowance includes N10,000 for to and fro airport plus airticket
*total trips per year as budgeted by EDSO
20068 Books & Periodicals
Type | Periodical Cost | No. of Copies | Total Cost
Daily Newspaper | online available
Daily Newspaper
Specialized Magazines | 16000 | 76 | 1216000
*Using Economist Magazine subscription cost of $100 USD/year online addition
*Allows for 2 maganize per ED, D, GM, AGM, PM
20069 Subscription & Fees
Type of Employee | Cost of Prof. Dues | No. of Staff | Total Cost
Engineer (NSE & COREN) | 70000 | 100 | 7000000
Accountant (ICAN) | 35000 | 30 | 1050000
Human Resource (CIPM) | 35000 | 30 | 1050000
Legal (ANAN & Nigerian Bar) | 35000 | 2 | 70000
Total Subscription Fees |  |  | 9170000
*estimates come from HR Estimate and previous year actuals
20070 Vehicles Petrol and Oil
Fleet Petrol and Oil Cost
Area | No of Vehicles 2013 | Yearly Cost | 2013 | 2014 | 2015 | 2016 | 2017 | 2018
HQ | 28 | 231000 | 6468000 | 6468000 | 6468000 | 6468000 | 6468000 | 6468000
Additonal CAPEX |  | 69300 | 0 | 1732500 | 2425500 | 3118500 | 3811500 | 4504500
Regions | 75 | 264000 | 19800000 | 19800000 | 19800000 | 19800000 | 19800000 | 19800000
Total Vehicle Cost |  |  | 26268000 | 28000500 | 28693500 | 29386500 | 30079500 | 30772500
*average across all vehicle types
*estimates cost per month determined in average regional cost N55,000/month
*Vehicle numbers as per latest vehicle registry 1/30/2014. includes all designated vehicles over fair. Vehicles designated as poor or bad have been discarded.
*20% increase in additional fleet each year starting in 2015 |  |  | Fleet Petrol and Oil Cost 2013: Vehicle Schedule - Cumulative
|  |  | HQ | 28 | 28 | 28 | 28 | 28
|  |  | Additonal CAPEX | 25 | 35 | 45 | 55 | 65
|  |  | Regions | 75 | 75 | 75 | 75 | 75
20071 Vehicle Repairs and Maintenance
Fleet Repairs and Maintenance
Area | No of Vehicles 2013 | Yearly Cost | 2013 | 2014 | 2015 | 2016 | 2017 | 2018
HQ | 28 | 144000 | 4032000 | 4032000 | 4032000 | 4032000 | 4032000 | 4032000
Additonal CAPEX | 0 | 84000 | 0 | 2100000 | 2940000 | 3780000 | 4620000 | 5460000
Regions | 75 | 288000 | 21600000 | 21600000 | 21600000 | 21600000 | 21600000 | 21600000 | 0
Total Vehicle Cost |  |  | 25632000 | 27732000 | 28572000 | 29412000 | 30252000 | 31092000
*assumes monthly cost of N40,000 for HQ, N60,000 for regional vehicles and N20,000 for new capex
*average cost across all vehicle types
*Vehicle numbers as per latest vehicle registry 1/30/2014. includes all designated vehicles over fair. Vehicles designated as poor or bad have been discarded.
20072 Vehicle Tires, Licences and Road Worthiness
HQ |  |  | Fleet Repairs and Maintenance 2013: Fleet Tires, Licences and Road Worthiness - HQ
Item | Yearly Cost | No of Vehicles 2013 | 2013 | 2014 | 2015 | 2016 | 2017 | 2018
Tires | 120000 | 28 | 3360000 | 3360000 | 3360000 | 3360000 | 3360000 | 3360000
Licences | 10000 | 28 | 280000 | 280000 | 280000 | 280000 | 280000
Road Worthiness | 10000 | 28 | 280000 | 280000 | 280000 | 280000 | 280000 | 280000
Total Vehicle Cost - HQ |  |  | 3920000 | 3920000 | 3920000 | 3920000 | 3920000 | 3640000
Regions |  |  | Fleet Tires, Licences and Road Worthiness - HQ 2013: Fleet Tires, Licences and Road Worthiness - Regions
Item | Yearly Cost | No of Vehicles 2013 | 2013 | 2014 | 2015 | 2016 | 2017 | 2018
Tires | 80000 | 75 | 6000000 | 8000000 | 8800000 | 9600000 | 10400000
Licences | 20000 | 75 | 1500000 | 2000000 | 2200000 | 2400000 | 2600000 | 2800000
Road Worthiness | 50000 | 75 | 3750000 | 5000000 | 5500000 | 6000000 | 6500000 | 7000000
Total Vehicle Cost - Regions |  |  | 11250000 | 15000000 | 16500000 | 18000000 | 19500000 | 9800000
Total Vehicle Cost |  |  |  | 18920000 | 20420000 | 21920000 | 23420000 | 13440000
20073 Collection Expenses
Not applicable
20074 NYSC Expenses
Est. No. of Staff | Yearly Cost | Total Cost
75 | 120000 | 9000000
20075 Stock Taking Expenses
20076 Consultancy Fees |  |  | Fleet Tires, Licences and Road Worthiness - Regions 2018: TOTAL Cost
PSPD | 1. Best Practices in Interconnection Studies and Power System Performance |  | Fleet Tires, Licences and Road Worthiness - Regions 2018: 3900000
PSPD | 2. Dynamic stability refresher seminar using PSS/E software |  | Fleet Tires, Licences and Road Worthiness - Regions 2018: 5670000
PSPD | 3. Seminar on Real Life Market Game in the Transitional Electricity Market for System Planners and Operators |  | Fleet Tires, Licences and Road Worthiness - Regions 2018: 5670000
PSPD | 4. Seminar on Power System Stability and Control in the Transitional Electricity Market |  | Fleet Tires, Licences and Road Worthiness - Regions 2018: 10710000
WEBSITE
PSPD | 5. Hand -on Seminar on Conducting Switching Studies and Insulation Coordination using PSCad Software |  | Fleet Tires, Licences and Road Worthiness - Regions 2018: 5670000
Total Consultancy Fees |  |  | Fleet Tires, Licences and Road Worthiness - Regions 2018: 31620000
20077 Consultancy Expenses
Assumed all expenses included in consulting fees detailed in above
20078 Courier Services
Average Courier Cost in Nigeria
Estimated Contingency | 2000000
20079 Haulage
Included in service contracts for delivery of goods
Covered in both maintenance costs and capital costs
20080 Water Rate
Not estimated to date
20121 Outstation Productivity Award
percentage of regional salary as determined by HR policy
20122 Corporate Gifts and Donations
To be managed by Shared Services
20123 End of year party & pensioner's day
Determined as a % of basic salary |  | 1%
20124 Contribution to Charity
To be managed by Shared Services
20141 Public Relations Expenses
Not applicable
20142 Publications: catalogues, diaries, etc.
Not applicable
20143 Public relations field operations/trade fair
Not applicable
20161 Legal Fees
Contingency | 5000000
20162 Legal Expenses
Not applicable
20181 Motor Insurance |  |  | Fleet Tires, Licences and Road Worthiness - Regions 2013: Motor Insurance
Area | No of Vehicles 2013 | Yearly Cost | 2013 | 2014 | 2015 | 2016 | 2017 | 2018
HQ | 28 | 240000 | 6720000 | 6720000 | 6720000 | 6720000 | 6720000 | 6720000
Additonal CAPEX | 0 | 300000 | 0 | 7500000 | 10500000 | 13500000 | 16500000 | 19500000
Regions | 75 | 360000 | 27000000 | 27000000 | 27000000 | 27000000 | 27000000 | 27000000
Total Vehicle Cost |  |  | 33720000 | 41220000 | 44220000 | 47220000 | 50220000 | 53220000
*assumes avg. vehicle cost of N6 million
*average cost across all vehicle types
*Vehicle numbers as per latest vehicle registry 1/30/2014. includes all designated vehicles over fair. Vehicles designated as poor or bad have been discarded.
20182 Group Personal Insurance
To be managed by Shared Services
20183 Accident/workers compensation
To be managed by Shared Services
20184 General Accident Insurance
To be managed by Shared Services
20185 Accounting Machines: Repairs & Maintenance
Type of Employee | No. of Employees | Calculator Cost (N) | Motor Insurance 2013: Total Cost
Accountant | 161 | 3200 | Motor Insurance 2013: 515200
*assumes each calculator is $20 USD or N3200
*Employee numbers presented in Manpower requirement and not actual staff.
20187 Audit Expenses
Overall Audit expenses will be the responsibility of shared services
Travelling expenses covered in transport, hotels, etc
20201 Bank Charges
Estimated on 0.20% of Opex (excl payroll, depreciation & bad debts) of previous year (to avoid circular reference) | 2014 | 2015 | Motor Insurance 2013: 2016; Motor Insurance 2014: 2017; Motor Insurance 2015: 2018
Total Opex SO | 864082922.43 | 6191239367.7353 | Motor Insurance 2013: 4755172183.8735; Motor Insurance 2014: 3699145141.2623; Motor Insurance 2015: 3860739023.3307
Bank Charge % | 0.2% | 0.2% | Motor Insurance 2013: 0.2%; Motor Insurance 2014: 0.2%; Motor Insurance 2015: 0.2%
Total Bank Charge | 1728165.8449 | 12382478.7355 | Motor Insurance 2013: 9510344.3677; Motor Insurance 2014: 7398290.2825; Motor Insurance 2015: 7721478.0467
20202 Interest on Overdraft
Not applicable at this time
20221 Maintenance: Computers
Assumptions from ICT based on known staffing |  |  | Motor Insurance 2017: Total Cost
1. SLA Maintenance of DGMS in existing 4 locations (Ikeja West, Benin, SNCC Shiroro and NCC) |  |  | Motor Insurance 2017: 30000000
2. Annual VSAT KU Band maintenance/SLA for Benin, Ikeja West, NCC, New Oshogbo & SNCC Shiroro |  |  | Motor Insurance 2017: 10000000
3. Internet bandwidth annual subscription renewal on KU- Band equipment in Benin RCC, SNCC Shiroro, NCC, Ikeja West & New NCC |  |  | Motor Insurance 2017: 25000000
4. Provision of PC operational software tools/licences for TCN SO (Microsoft, Windows 7OS, etc) |  |  | Motor Insurance 2017: 10000000
TOTAL COST |  |  | Motor Insurance 2017: 75000000
20222 Computer Stationary
ink toner |  |  | Motor Insurance 2015: Replacement
Current Printers | Planned Purchase | Total SO Printers | Ink Toner Price | Total per Unit | Per Year | Total Cost
88 | 10 | 98 | 20000 | 1960000 | 6 | 11760000
Contingency for other costs not including ink toner |  |  | Motor Insurance 2016: 5000000
Total Cost |  |  | Motor Insurance 2016: 16760000
*Printers as per printer count from ICT
*Approximate price per toner cartridge for black/tri colour
20241 Publicity & Advertising
Advertising for job placements for staff recruitment |  |  | Motor Insurance 2013: 7200000
*EDSO budgeted as N600,000/month for 12 months
20242 Tender Processing
Nominal value added |  |  | Motor Insurance 2013: 5000000
*Majority of tender processing expenses to be categorized under shared services
20243 Canteen Expenses
Only attributable under HQ and to be accounted for under shared services
20244 Running Expenses of Guest Houses/Hotels
Not applicable
20245 Long Service Award
Undetermined - should this be a percent of basic pay?
20246 Employee Welfare Expenses
Undetermined - should this be a percent of basic pay?
20247 Medical Expenses
Determined as a % of basic pay - additional |  | 10%
20248 Local Management Courses & Seminars
Staff Description | No. of Staff | Courses Per Year | Total Staff | Total Courses | Cost per Course | Total Cost
General Manager | 2 | 2 | Motor Insurance 2013: 4
Assistant General Manager | 2 | 2 | Motor Insurance 2013: 4
Principal Manager | 9 | 1 | Motor Insurance 2013: 9
Senior Manager | 25 | 1 | Motor Insurance 2013: 25
Manager | 79 | 1 | Motor Insurance 2013: 79
Assistant Manager | 139 | 0.5 | Motor Insurance 2013: 69.5
TOTAL |  |  | 190.5 | 7.62 | 7000000 | 53340000
*Assumes typical course is 1 week
*Quote from SO is that a course for 25 staff for one week is N7 Million
*Training done by MHI not included as it is already incorporated in MHI fees
20249 Office Furniture & Equipment
7000000
20250 Maintenance: Office Equipment
Already covered under ICT and computer maintenance
20251 Overseas Training & Attch. Fees
*MHI training in 2014 is covered under the MHI Contract and course fees are not applicable
Required Training | No. of Staff | Course Cost/Staff | Motor Insurance 2013: Total Cost
MHI Courses | 5 | 0 | Motor Insurance 2013: 0
Engineering Training | 18 | 800000 | Motor Insurance 2013: 14400000
ED/D Courses | 4 | 800000 | Motor Insurance 2013: 3200000
TOTAL COST |  |  | Motor Insurance 2013: 17600000
20252 Rates
Not applicable
20253 Rent of Office Accommodation
Not applicable
20254 Security Services
Locations | Est. Cost per Location
Lagos | 2880000
Benin | 2880000
SNCC Shiroro | 2880000
NCC | 6000000
Total Cost | 14640000
20255 Sports & Recreation
Not applicable
20256 Staff Interview Expenses
Contingency for new hires |  | 3000000
20257 Telephone Bills Office
Locations | Total Estimate
Head Quarters | 5700000
NCC | 2600000
Total Cost | 8300000
20258 Telephone bill Staff Quarters
Not applicable
20259 Telephone, telegram & postage
Not applicable
20260 Vacation Employment
are there HR policies that outline this?
20261 Rent of staff quarters
Not applicable
20262 Electricity charges, installation & premises
To be managed by Shared Services
20265 Safety Materials
Locations | Est. Cost
Headquarters | 3000000
Lagos | 1000000
Benin | 1000000
Bauchi | 1000000
NCC | 3000000
Shiroro | 1000000
Enugu | 1000000
Port Harcourt | 1000000
Osogbo | 1000000
Kaduno | 1000000
Total Cost | 14000000
20266 Uniforms & Safety Wear
Locations | Est. Cost
Headquarters | 3000000
Lagos | 1000000
Benin | 1000000
Bauchi | 1000000
NCC | 3000000
Shiroro | 1000000
Enugu | 1000000
Port Harcourt | 1000000
Osogbo | 1000000
Kaduno | 1000000
Total Cost | 14000000
20268 Overseas Training & Attch Eastacode
*MHI training in 2014 is covered under the MHI Contract and course fees are not applicable
Required Training | No. of Staff | Est. Days on Course | Motor Insurance 2013: Total Days; Motor Insurance 2014: Avg, Eastacode; Motor Insurance 2015: Total Cost
MHI Courses | 5 | 10 | Motor Insurance 2013: 50; Motor Insurance 2014: 68000; Motor Insurance 2015: 3400000
Engineering Training | 18 | 15 | Motor Insurance 2013: 270; Motor Insurance 2014: 68000; Motor Insurance 2015: 18360000
ED/D Courses | 4 | 10 | Motor Insurance 2013: 40; Motor Insurance 2014: 68000; Motor Insurance 2015: 2720000
TOTAL COST |  |  | Motor Insurance 2015: 24480000
*using an average eastacode of $425USD/day
20269 Overseas Training & Air Tickets
*MHI training in 2014 is covered under the MHI Contract and course fees are not applicable
Required Training | No. of Staff | Flight Cost | Motor Insurance 2013: Total Cost
MHI Courses | 5 | 0 | Motor Insurance 2013: 0
Engineering Training | 18 | 640000 | Motor Insurance 2013: 11520000
ED/D Courses | 8 | 800000 | Motor Insurance 2013: 6400000
TOTAL COST |  |  | Motor Insurance 2013: 17920000
*using an average ticket cost of $4000 USD @ N160/USD
20280 Water Rates
Not applicable
20291 Maintenance of Building: Power Station
Not applicable
20292 Maintenance of Staff Quarters
Not applicable
20293 Maintenance of Office Building
Locations | Est. Cost
Headquarters
Lagos | 5000000
Benin | 5000000
Bauchi | 2000000
NCC | 25000000
Shiroro | 5000000
Enugu | 2000000
Port Harcourt | 2000000
Osogbo | 2000000
Kaduno | 2000000
Total Cost | 50000000
*determined by regional estimates. Head office should be covered under shared services
20294 Maintenance of Workshop & Station Equipment
Not applicable
20295 Maintenance of Hospitals & Clinics
Not applicable to be outsourced by the government
20297 Survey Fees & Expenses
Not applicable
20298 Maintenance Fire Fighting Equipment
Nominal cost for fire estinguishers, etc. |  |  | Motor Insurance 2013: 3000000
20312 Cleaning Expenses
*Head office costs will be allocated through shared services
*All other outstation/regions will be budgeted by TSP, except NCC
NCC Estimated Cost |  |  | Motor Insurance 2013: 11000000
20337 Electricity Purchase (excluding fuel)
Not applicable
20341 Maintenance: fire equipment
NCC Estimated Cost |  |  | Motor Insurance 2013: 9000000
20342 Maintenance of Helicopter
Not applicable
20343 Radio Licences
SCADA department estimated costs |  |  | Motor Insurance 2013: 5000000
20344 Aircraft/Helicopter Opr. & Maintenance
Not applicable
20345 Other Licences
Types |  |  | Motor Insurance 2016: Yearly Cost
Renewal of NEPLAN Dongles (2 no) |  |  | Motor Insurance 2016: 6500000
Renewal of PSSE Dongles (2 no) |  |  | Motor Insurance 2016: 5500000
PSCAD dongles (5 no.) |  |  | Motor Insurance 2016: 16000000
Siemens dongles (10 no.) |  |  | Motor Insurance 2016: 12800000
Digilent (2 no.) |  |  | Motor Insurance 2016: 11200000
Total License Costs |  |  | Motor Insurance 2016: 52000000
20361 Maintenance: Electrical Equipment
Not applicable
20363 Maintenance: Mechanical Equipment
Not applicable
20364 Maintenance: Substation Equipment
Not applicable
20381 Maintenance: Transformers & Switchgear
Not applicable
20382 Maintenance: Communications Equipment
Name | Total Quote | Spare Parts | Motor Insurance 2013: Service Fee
SCADA Spare Parts | 512961155.2 | 512961155.2 | bar: Motor Insurance 2015
SCADA Service Fee | 850000000 |  | Motor Insurance 2013: 850000000
Communication Service Fee | 1000000000 |  | Motor Insurance 2013: 1000000000
Other Communications Mtnce. | 1000000000 | 1000000000
TOTAL COST | 3362961155.2 | 1512961155.2 | Motor Insurance 2013: 1850000000
*breakdown of SCADA provided by SO team for estimated maintenance of current system
| 21598979.8022 | 9717155.7816 | Motor Insurance 2013: 11881824.0206
20383 Maintenance: 330/132kV System Lines
Not applicable
20384 Maintenance: 330/132kV Substation
Not applicable
20385 Maintenance: Engineering Stores Ojo
Estimated Cost |  |  | Motor Insurance 2013: 1000000
20407 Maintenance: Loose Tools
Locations | Est. Cost
Headquarters | 3000000
Lagos | 500000
Benin | 500000
Bauchi | 500000
NCC | 500000
Shiroro | 500000
Enugu | 500000
Port Harcourt | 500000
Osogbo | 500000
Kaduno | 500000
Total Cost | 7500000
Shared Servies Allocations
Tariff Allocation | Percentage
MO | 10%
TSP | 50%
SO | 40%
Years | Shared Services Cost | Percent Allocation
2014 |  | 40% | Motor Insurance 2013: 0
2015 |  | 40% | Motor Insurance 2013: 0
2016 |  | 40% | Motor Insurance 2013: 0
2017 |  | 40% | Motor Insurance 2013: 0
2018 |  | 40% | Motor Insurance 2013: 0
Note on F25: Author: taken 50% of initial estimates, as discussed with F&A
Note on C34: Author: added 1 for EDSO

## Staffing SO
REGION | (All)
Count of DESIGNATION | DESIGNATION
SECTOR | Ag.GM | AGM | Asst. Mgr. | Deputy Director | Deputy Managing Director | Director | Gen. Mgr. | Manager | NO RANK | Officer I | Officer II | Officer IV | Officer lll | Prin. Manager | Senior Manager | Staff I | Staff II | Staff III | Staff IV | Staff V | Grand Total
CEO |  | 5 | 10 |  | 1 |  | 2 | 5 |  | 11 | 9 | 7 | 1 | 1 | 6 | 9 | 9 |  |  |  | 76
F&A |  | 2 | 17 |  |  | 1 | 2 | 8 |  | 4 | 4 |  |  | 11 | 3 | [5 empty] | 52
HR&CS |  | 7 | 14 |  |  | 1 |  | 4 |  | 5 | 8 | 1 | 6 | 6 | 15 | 1 | 1 |  |  |  | 69
ICT |  | 1 | 4 | 1 | [5 empty] | 1 | 2 |  |  | 3 | 5 | [5 empty] | 17
Market Operator | 2 | 8 | 9 |  |  | 1 | 1 | 8 |  | 4 | 7 |  |  | 6 | 4 | 2 | 4 |  |  |  | 56
PMU |  | 4 | 9 |  |  |  | 1 | 7 |  | 4 |  |  |  | 6 | 4 |  | 4 | 4 |  |  | 43
System Operation |  | 9 | 457 |  |  | 1 | 2 | 139 |  | 190 | 82 | 18 | 57 | 25 | 79 | 25 | 83 | 68 | 107 |  | 1342
TSP |  | 43 | 224 |  |  | 1 | 9 | 187 | 2 | 225 | 292 | 106 | 135 | 86 | 167 | 32 | 288 | 129 | 112 | 1 | 2039
Grand Total | 2 | 79 | 744 | 1 | 1 | 5 | 17 | 358 | 2 | 444 | 404 | 132 | 199 | 144 | 283 | 69 | 389 | 201 | 219 | 1 | 3694
| Ag.GM | AGM | Asst. Mgr. | Deputy Director | Deputy Managing Director | Director | Gen. Mgr. | Manager | NO RANK | Officer I | Officer II | Officer IV | Officer lll | Prin. Manager | Senior Manager | Staff I | Staff II | Staff III | Staff IV | Staff V | Grand Total
SO |  | 9 | 457 | 0 | 0 | 1 | 2 | 139 | 0 | 190 | 294 | 18 | 57 | 25 | 79 | 25 | 83 | 68 | 107 |  | 1554
System Operator - Current Staff |  |  | 1342
Add New Hires |  |  | 212
Total SO Staff |  |  | 1554
TCN - Current Staff |  |  | 3694
Add New Hires |  |  | 516
TOTAL TCN Staff |  |  | 4210

## SCADA Maint
SPARE PARTS FOR MAINTENANCE OF SCADA SYSTEM
Exchange Rate : 1Euro = 220Naira
S/No. | Description | Quantity | Unit Price (€) | Total ( Naira )
Barco-projection Wall
1 | Ov D Lamp 100W MTFB 8000h (Barco) | 20 | 920 | 4048000
2 | Dust Filter (Barco) | 20 | 80 | 352000
3 | 73GB RAID HDD (Barco) | 2 | 384 | 168960
4 | Illumination Unit (Barco) | 2 | 7781 | 3423640
5 | Fan Box Repair Kit | 20 | 640 | 2816000
6 | Ov D Spare Colour Wheel Cartridge XGA/SXGA | 20 | 1312 | 5772800
7 | UGX Graphic Card Digital, 4 Channel UXGA | 10 | 3072 | 6758400
8 | Transform A RAID-1 Disk System | 2 | 320 | 140800
| Sub-Total |  |  |  | 23480600
eRTU Modules
1 | PowerSupply Module DC 24-60V/20A | 15 | 2351.03 | 7758399
2 | Main Communication Processor MCP | 15 | 4271.03 | 14094399
3 | Standard Dongle | 10 | 3077.23 | 6769906
4 | Communication Module | 10 | 6197.56 | 13634632
5 | DI32 - Digital Input Module 24-60V | 50 | 1088 | 11968000
6 | CO32 - Digital Output Module | 10 | 1661.39 | 3655058
7 | AI32 - Analoge Input Module | 26 | 3230.05 | 18475886
| Sub-Total |  |  |  | 76356280
Simatic Modules
1 | CPU 412-1 | 10 | 1321.59 | 2907498
2 | Simatic S7-400, Analogausgabe SM 432 | 5 | 1024.35 | 1126785
3 | Simatic S7-400, Baugr.Traeger UR1 | 5 | 890.53 | 979583
4 | Simatic S7-400, AnschaltBaugr. Sende IM 460-0 | 5 | 502.11 | 552321
5 | Simatic S7-400, AnschaltBaugr. Sende IM 460-1 | 5 | 431.06 | 474166
6 | Simatic S7-400, AnschaltBaugr. Empfangs-IM 461-0 | 5 | 502.11 | 552321
7 | Simatic S7-400, AnschaltBaugr. Empfangs-IM 461-1 | 5 | 473.69 | 521059
8 | Memory Card FUER S7-400 1MB | 5 | 519.87 | 571857
9 | Front Connector Screw Type Contact, 48 Pole | 5 | 52.25 | 57475
| Sub-Total |  |  |  | 7743065
Finder Relays
1 | Coupling Relays (Indication Relay 110V DC) | 1500 | 18.55 | 6121500
2 | Coupling Relays (Indication Relay 110V AC) | 500 | 19.42 | 2136200
3 | EMV- Beschaltungs-und Anzeigemodule Diode Module only 24V DC | 200 | 2.96 | 130240
4 | EMV- Beschaltungs-und Anzeigemodule Diode Module only 48V DC | 500 | 2.96 | 130240
5 | EMV- Beschaltungs-und Anzeigemodule Diode Module only 24V AC | 200 | 3.4 | 149600
6 | Steck- /Printrelais, Indication relay coil for 24V DC | 200 | 7.23 | 318120
7 | Steck- /Printrelais, Indication relay coil for 48V DC | 500 | 8.36 | 919600
8 | Steck- /Printrelais, Indication relay coil for 24V AC | 200 | 8.27 | 363880
| Sub-Total |  |  |  | 10269380
Cable
1 | J-Y(ST)Y-10x2x0.8mm at ring 1600m | 5 | 2187.55 | 2406305
2 | J-Y(ST)Y-4x2x0.8mm at ring 1600m | 2 | 975.03 | 429013.2
3 | H07 V-K 1*4 Red at ring 100m | 10 | 343.48 | 755656
4 | H07 V-K 1*4 Blue at ring 100m | 10 | 343.48 | 755656
5 | H07 V-K 1*1.5 Black at ring 100m | 10 | 196.55 | 432410
6 | H07 V-K 1*0.75 Grey at ring 100m | 10 | 58.01 | 127622
7 | 2.5mm 24-Core Cable, 1000m | 10 | 2250000 | 22500000
| Sub-Total |  |  |  | 27406662.2
Phoenix Contact
1 | EMG 17 - REL/SG-B 38/21/P | 100 | 21.37 | 470140
2 | DC/DC-Wandler - MINI-PS-48-60DC/24DC/1 | 100 | 70.86 | 1558920
| Sub-Total |  |  |  | 2029060
Control Center Hardware
1 | SunFire V240/1, 1x1.5GHz UltraSparc IIIi Processor, 2GB Memory, 2x73GB 10kRPM Disc, 2xPower Supply + 2-Year Premier Support for Solaris | 16 | 2318.26 | 8160275.2
2 | SunFire V240/1, 2x1.5GHz UltraSparc IIIi Processor, 2GB Memory, 2x73GB 10kRPM Disc, 2xPower Supply + 2-Year Premier Support for Solaris | 16 | 2370.89 | 8345532.8
3 | KVM Switch + Cable | 6 | 1657.96 | 2188507.2
4 | Esprimo P710 Core i5-3470, 4GB DDR3-1600, DVD, 500GB SATA III Windows 7 Pro 32" | 8 | 1681.47 | 2959387.2
| Sub-Total |  |  |  | 21653702.4
UPS Units
1 | Fan Sub-Array | 12 | 144 | 380160
2 | Common Control Board (CCB) | 8 | 800 | 1408000
3 | Thyristor SCR 95A 1600V | 20 | 144 | 633600
4 | Power Stage Drive Board (PSDR) | 8 | 2480 | 4364800
5 | Charger Board | 8 | 1008 | 1774080
6 | COM Display Board | 8 | 976 | 1717760
7 | STS Board | 8 | 1360 | 2393600
8 | CUX Board | 8 | 1648 | 2900480
9 | Surge Pro | 8 | 368 | 647680
10 | Fuses 20A 660V | 20 | 12.8 | 56320
11 | Fuses 50A 660V | 20 | 25.6 | 112640
12 | Fuses 2.5A 660V | 20 | 2.4 | 10560
13 | Fuses 100A 660V | 20 | 100.8 | 443520
14 | Batteries 12V 200Ah Drycell | 296 | 395.75 | 25771240
| Sub-Total |  |  |  | 42614440
Transducers
1 | Sineax U539 Voltage Transducer | 10 | 183.38 | 403436
2 | Sineax I542-41200 Current Transducer | 50 | 96.22 | 1058420
3 | Sineax M563 MW/MVAR Transducer 85…230V DC/AC | 80 | 539.95 | 9503120
4 | Sineax TV819-311 Battery Volage Transducer | 20 | 276.9 | 1218360
5 | Sineax V604 Aux 85…230V DC/AC (Tap Position Transducer | 20 | 475.43 | 2091892
| Sub-Total |  |  |  | 14275228
Weather Station
1 | Wind Direction Sensor | 4 | 1232 | 1084160
2 | Wind Speed Sensor | 4 | 1088 | 957440
3 | Sensor for Relative Humidity and Air Temperature | 4 | 688 | 605440
4 | Shelter for Humidity and Air Temperature Sensor | 4 | 320 | 281600
5 | Pyranometer | 4 | 1152 | 1013760
6 | Transducer for Pyranometer | 4 | 656 | 577280
7 | Rainfall Sensor | 4 | 1664 | 1464320
8 | Pole for Rainfall Sensor 2m | 4 | 128 | 112640
9 | Cable for Rainfall Sensor | 4 | 352 | 309760
10 | Power Supply 230VAC/25VDC/58W | 4 | 528 | 464640
11 | Pole 8m for Sensors and Pyranometer | 4 | 2880 | 2534400
| Sub-Total |  |  |  | 9405440
GPS Clock and Receiver
1 | GPS Receiver | 4 | 2800 | 2464000
2 | Over-Voltage Protection for GPS System | 4 | 128 | 112640
3 | 2-Port Fats Ethernet Speed/Media Converting unit | 8 | 240 | 422400
4 | DC/DC Converter 48/12VDC 10W 830mA | 8 | 56 | 98560
5 | RS232/485 to Fibre converter 145mA @ 12V | 8 | 584 | 1027840
6 | E1/T1 to Fibre optic modem, SM 1310nm 230VAC | 4 | 856 | 753280
7 | E1/T1 to Fibre optic modem, SM 1310nm -48VDC | 4 | 856 | 753280
8 | RS232/485 converter 2W/4W | 8 | 400 | 704000
9 | SITOP ower AC/DC Output 24VDC 0.5A/12W | 8 | 64 | 112640
10 | AC/48VDC converter 250W | 4 | 472 | 415360
11 | AC/48VDC converter 500W | 4 | 800 | 704000
12 | Hopf Time System 7201 Serial Interface Card | 8 | 1056 | 1858560
13 | Hopf Time System 7201 Voltage Analysis Board | 8 | 1360 | 2393600
14 | Hopf Time System 7020 Controller Board | 8 | 1744 | 3069440
15 | Hopf Time System 4490 GPS Antenna | 4 | 296 | 260480
16 | Hopf Time System 700010 cable set | 4 | 88 | 77440
17 | Hopf Time System 5100 Redundancy cards | 4 | 1520 | 1337600
18 | Hopf Time System 5120 Redundancy cards | 4 | 256 | 225280
19 | Hopf Time System 7270 LAN Board | 4 | 280 | 246400
20 | Hopf Time System 7001 Power Supply | 4 | 3840 | 3379200
21 | Hopf Time System BG70008 Front Panel | 4 | 680 | 598400
22 | Hopf Time System 4495 GPS Lightening Protection | 4 | 264 | 232320
| Sub-Total |  |  |  | 21246720
| Grand Total |  |  | 256480577.6
| Plus Contingency for Spare Parts | 100% |  | 512961155.2
| SCADA Service Fee |  |  | 850000000
*as per previous billings and contract

## Training SO
BUDGET BREAKDOWN FOR ENGAGING CONSULTANTS FOR SPECIALIZED SEMINARS IN 2014
S/N | Name of Consultant | Country of Origin | Reason for Consulting | No of days billable | Honorarium/day in USD at N160 to 1USD | ** Seminar Materials/Participants in Naira | Refreshment for participants | No of Participants | Airfare(N) | Hotel/Nights (N) | Feeding/Day (N) | No of Nights | Fuelling for Local running/Week | Total Amount (N)
1 | Allan Silk | Canada | Best Practices in Interconnection Studies and Power System Performance | 3 | 5000 | 25000 | 5000 | 15 | 575000 | 65000 | 20000 | 5 | 50000 | 3900000
2 | Dr S. Rao Atmur | Canada | Dynamic stability refresher seminar using PSS/E software | 5 | 5000 | 25000 | 5000 | 15 | 575000 | 65000 | 20000 | 7 | 50000 | 5670000
3 | Dr. Anh Tuan Le | Sweden | Seminar on Real Life Market Game in the Transitional Electricity Market for System Planners and Operators | 5 | 5000 | 25000 | 5000 | 15 | 575000 | 65000 | 20000 | 7 | 50000 | 5670000
4 | Dr. P.S. Kundur | Canada | Seminar on Power System Stability and Control in the Transitional Electricity Market | 5 | 10000 | 50000 | 5000 | 15 | 575000 | 130000 | 50000 | 7 | 50000 | 10710000
5 | Dr Bathiyya | MHI | Hand -on Seminar on Conducting Switching Studies and Insulation Coordination using PSCad Software | 5 | 5000 | 25000 | 5000 | 15 | 575000 | 65000 | 20000 | 7 | 50000 | 5670000
[12 empty] | GRAND TOTAL |  | 31620000
|  | ** | Compendium Including memory stick, bag, pen, pencil etc

## Manpower Req SO
DEPARTMENT IN SO/YEAR | 2013 | 2014 | 2015 | 2016 | 2017 | Salary Estimate SO for 2014
SO | 1038 | 1678 | 1678 | 1718 | 1758
TS |  | 193 | 193 | 199 | 205 | [14 empty] | 2014-07-01 | 2014-01-01
PSPD |  | 7 | 7 | 7 | 7 |  | Executive Director | SO | TS | PSPD | FINANCE | HR | AUDIT | IT | PROCUREMENT | STORE | LEGAL | SECRETARIAL | OH&S | 1 | 1 | 0
FINANCE |  | 161 | 161 | 161 | 161 | 1 | General Manager | 2 | 1 | [10 empty] | 3 | 2 | 1
HR |  | 116 | 116 | 116 | 116 | 2 | Assistant General Manager | 6 | 2 | 1 | 1 | 1 | 1 |  |  |  | 1 |  |  | 13 | 9 | 4
AUDIT |  | 6 | 6 | 6 | 6 | 3 | Principal Manager | 20 | 10 |  | 5 | 5 |  | 1 | 1 |  |  |  | 5 | 47 | 25 | 22
IT |  | 18 | 18 | 18 | 18 | 4 | Senior Manager |  | 24 | 3 |  |  | 1 | [6 empty] | 28 | 79 | -51
PROCUREMENT |  | 2 | 2 | 2 | 2 | 5 | Manager | 54 |  |  | 53 | 56 | 4 | 9 |  | 6 | 1 | 2 |  | 185 | 139 | 46
STORE |  | 11 | 11 | 11 | 11 | 6 | Assistant Manager | 4 | 102 | 3 | 62 | 10 |  |  | 1 |  |  |  |  | 457 | 457 | 0
LEGAL |  | 2 | 2 | 2 | 2 | 7 | Officer - 1 | 1576 |  |  | 40 |  |  | 8 |  | 5 |  |  |  | 1025 | 191 | 834
SECRETARIAL |  | 34 | 34 | 34 | 34 | 8 | Officer - 2 |  | 54 |  |  | 44 | [5 empty] | 14 |  | 112 | 82 | 30
OH&S |  | 5 | 5 | 5 | 5 | 9 | Officer - 3 | 16 | [11 empty] | 57 | 57 | 0
TOTAL |  | 2233 | 2233 | 2279 | 2325 | 10 | Officer - 4 | [12 empty] | 18 | 18 | 0
TOTAL CORE MANPOWER |  | 1878 | 1878 | 1924 | 1970 | 11 | Staff - 1 | [12 empty] | 25 | 25 | 0
TOTAL SUPPORT MANPOWER |  | 355 | 355 | 355 | 355 | 12 | Staff -2 | [10 empty] | 18 |  | 83 | 83 | 0
% OF SUPPORT STAFF IN TOTAL MANPOWER |  | 15.8979 | 15.8979 | 15.577 | 15.2688 | 13 | Staff - 3 | [12 empty] | 68 | 68 | 0
[6 empty] | 14 | Staff - 4 | [12 empty] | 107 | 107 | 0
Note: 1. The SO takes in account the operators at each substation presently being paid for by TSP. Under ringfencing they will be under SO for all purposes. | [5 empty] | 15 | Staff - 5 | [12 empty] | 0 | -
2. Presently the support services of HR, Finance , Procurement etc is shared. On ringfencing they will be totally separated. This is being taken care of in above staffing. | [5 empty] | Total |  | 1678 | 193 | 7 | 161 | 116 | 6 | 18 | 2 | 11 | 2 | 34 | 5 | 2233 | 1343 | 890

## Ass MO
Assumptions - MARKET OPERATOR
20061 Entertainment Expenses
MARKET Operator |  |  |  | No. of Staff | Cost per Staff | total cost | Meetings/year | total (Naira)
Quarterly Meeting - ED, D, GM - Sr Mgr |  |  |  | 23 | 4000 | 92000 | 4 | 368000
Monthly Management Meeting - ED, D, GM, AGM |  |  |  | 13 | 4000 | 52000 | 12 | 624000
ConferencesED, D, GM - Mgr |  |  |  | 31 | 4000 | 124000 | 6 | 744000
Conference Space Rental |  |  |  | 1 | 750000 | 750000 | 6 | 4500000
MO Officer Meetings |  |  |  | 11 | 1000 | 11000 | 2 | 22000
TOTAL | [7 empty] | 6258000
*As per staffing count given by ED of each division
*N4000/per person is the estimated expense for tea/lunch given by HR
Regions |  |  |  | No. of Staff | Cost per Staff | total cost | Meetings/year | total
Monthly Meeting - Support Staff |  |  |  |  | 4000 | 0 | 4 | 0
TOTAL | [7 empty] | 0
*estimate # of staff from Manpower requirement tab (finance, hr, legal, etc.)
Total Entertainment Expenses | [8 empty] | 6258000
20062 Disturbance Allowance
Total Disturbance Transfers |  |  |  | No. of Staff | Cost per Staff | Monthly Cost | Months | Total (Naira) | Total MO Staff | Total TCN Staff | Percent of Total | TOTAL SO
Assume 10 staff transferred per month |  |  |  | 10 | 500000 | 5000000 | 12 | 60000000 | 56 | 4210 | 1.33% | 798099.7625
*Average of previous month's actual disturbance allowances
*Assumes N1,000,000 per transfer (dependant on staff role and distance to destination)
*once regional numbers have been sorted, can move across
20063 Hotel Expenses & Subsistence Allowance
| Night | Staff | Nights per | Total Nights | Trips | Total | Total
Position | Allowance | Number | Trip | Per Trip | Per Year | Nights | Cost
ED/ Director | 24000 | 2 | 3 | 6 | 24 | 144 | 3456000
General Manager | 24000 | 3 | 3 | 9 | 24 | 216 | 5184000
AGM | 20000 | 8 | 3 | 24 | 24 | 576 | 11520000
Principal Manager | 15000 | 6 | 3 | 18 | 12 | 216 | 3240000 | Cash in lieu
Senior Manager | 12000 | 4 | 3 | 12 | 12 | 144 | 1728000 | Cash in lieu
Manager | 9000 | 8 | 3 | 24 | 8 | 192 | 1728000 | Cash in lieu
Total Hotel Costs | [6 empty] | 26856000
*hotel allowance for duty tours as per TCN HR circular
*total trips per year as budgeted by EDMO
*Staff numbers from staffing levels provided by HR
20065 Printing
| No of Printers | Est. Case of Paper/mth | Cases/Month | Months/Year | Total Cases | Cost per Case | Total Cost
HQ | 20 | 2 | 40 | 12 | 480 | 8000 | 3840000
Regions |  |  | 0
Total Printing Costs | [6 empty] | 3840000
*based on No. of printers from ICT count
*Assumes each printer uses one case of paper per month (based on $50/case)
20066 Stationary Excl. Computer Stationary
| Naira per month | Staff Grades | Total/Month | Yearly Cost
Stationary costs per staff | 1000 | 31 | 31000 | 372000
*ED to Manager
20067 Transport & Travel
| Travel | Staff |  |  | Trips |  | Total
Position | Allowance | Number |  |  | Per Year |  | Cost
ED/ Director | 80000 | 2 |  |  | 15.6 |  | 2496000
General Manager | 80000 | 3 |  |  | 15.6 |  | 3744000
AGM | 80000 | 8 |  |  | 15.6 |  | 9984000
Principal Manager | 60000 | 6 |  |  | 7.8 |  | 2808000
Senior Manager | 40000 | 4 |  |  | 7.8 |  | 1248000
Manager | 40000 | 8 |  |  | 5.2 |  | 1664000
Total Transport Costs | [6 empty] | 21944000
*travel allowance includes N10,000 for to and fro airport plus airticket
*total trips per year as budgeted by EDMO
20068 Books & Periodicals
Type | Periodical Cost | No. of Copies | Total Cost
Daily Newspaper | online available
Daily Newspaper
Specialized Magazines | 16000 | 38 | 608000
*Using Economist Magazine subscription cost of $100 USD/year online addition
*Allows for 2 maganize per ED, D, GM, AGM, PM
20069 Subscription & Fees
Type of Employee | Cost of Prof. Dues | No. of Staff | Total Cost
Engineer (NSE & COREN) | 70000 | 10 | 700000
Accountant (ICAN) | 35000 | 5 | 175000
Human Resource (CIPM) | 35000 | 5 | 175000
Legal (Nigerian Bar) | 35000 | 2 | 70000
Total Subscription Fees |  |  | 1120000
20070 Vehicles Petrol and Oil
Area | No of Vehicles | Yearly Cost | Total Cost
HQ | 22 | 231000 | 5082000
Add 2014 CAPEX | 16 | 198000 | 3168000
Total Vehicle Cost |  |  | 8250000
*average across all vehicle types
*estimates cost per month determined in average regional cost N55,000/month
*Vehicle numbers as per latest vehicle registry 1/30/2014. includes all designated vehicles over fair. Vehicles designated as poor or bad have been discarded.
20071 Vehicle Repairs and Maintenance
Area | No of Vehicles | Yearly Cost | Total Cost
HQ | 22 | 144000 | 3168000
Add 2014 CAPEX | 16 | 96000 | 1536000
Total Vehicle Cost |  |  | 4704000
*assumes monthly cost of N40,000 for HQ and N60,000 for regional vehicles and N20,000 for new vehicles
*average cost across all vehicle types
20072 Vehicle Tires, Licences and Road Worthiness
HQ
Item | Yearly Cost | No of Vehicles | Total Cost
Tires | 120000 | 22 | 2640000
Licences | 10000 | 22 | 220000
Road Worthiness | 10000 | 22 | 220000
Total Vehicle Cost - HQ |  |  | 3080000
ADD 2014 CAPEX
Item | Yearly Cost | No of Vehicles | Total Cost
Tires | 80000 | 16 | 1280000
Licences | 20000 | 16 | 320000
Road Worthiness |  | 16
Total Vehicle Cost - Regions |  |  | 1600000
Total Vehicle Cost |  |  |  | 4680000
20073 Collection Expenses
Not applicable
20074 NYSC Expenses
Est. No. of Staff | Yearly Cost | Total Cost
10 | 120000 | 1200000
20075 Stock Taking Expenses
20076 Consultancy Fees | [7 empty] | TOTAL Cost
Quick Estimate | [7 empty] | 75000000
Total Consultancy Fees | [7 empty] | 75000000
20077 Consultancy Expenses
Assumed all expenses included in consulting fees detailed in above
20078 Courier Services
Average Courier Cost in Nigeria
Estimated Contingency | 2000000
20079 Haulage
Included in service contracts for delivery of goods
Covered in both maintenance costs and capital costs
20080 Water Rate
Not estimated to date
20121 Outstation Productivity Award
percentage of regional salary as determined by HR policy
20122 Corporate Gifts and Donations
To be managed by Shared Services
20123 End of year party & pensioner's day
Determined as a % of basic salary |  | 1%
20124 Contribution to Charity
To be managed by Shared Services
20141 Public Relations Expenses
Contingency | 10000000
20142 Publications: catalogues, diaries, etc.
5000000
20143 Public relations field operations/trade fair
Not applicable
20161 Legal Fees
Contingency | 5000000
20162 Legal Expenses
Not applicable
20181 Motor Insurance
Area | No of Vehicles | Yearly Cost | Total Cost
HQ | 22 | 240000 | 5280000
Add New Capex | 16 | 300000 | 4800000
Total Vehicle Cost |  |  | 10080000
*assumes avg. vehicle cost of N6 million
*average cost across all vehicle types
*Vehicle numbers as per latest vehicle registry 1/30/2014. includes all designated vehicles over fair. Vehicles designated as poor or bad have been discarded.
20182 Group Personal Insurance
To be managed by Shared Services
20183 Accident/workers compensation
To be managed by Shared Services
20184 General Accident Insurance
To be managed by Shared Services
20185 Accounting Machines: Repairs & Maintenance
Type of Employee | No. of Employees | Calculator Cost (N) | Total Cost
Accountant | 5 | 3200 | 16000
*assumes each calculator is $20 USD or N3200
*Employee numbers presented in Manpower requirement and not actual staff.
20187 Audit Expenses
Overall Audit expenses will be the responsibility of shared services
Assume separate MO audit for $50000
7750000
20201 Bank Charges
Estimated on 0.20% of Opex (excl payroll, depreciation & bad debts) of previous year (to avoid circular reference) | 2014 | 2015 | 2016 | 2017 | 2018
Total Opex MO | 348480776.23 | 397171717.1861 | 429300091.498 | 429321313.1947 | 476465719.4999
Bank Charge % | 0.2% | 0.2% | 0.2% | 0.2% | 0.2%
Total Bank Charge | 696961.5525 | 794343.4344 | 858600.183 | 858642.6264 | 952931.439
20202 Interest on Overdraft
Not applicable at this time
20221 Maintenance: Computers
Assumptions from ICT based on known staffing | [6 empty] | Total Cost
1. SLA Maintenance of DGMS in existing 4 locations (Ikeja West, Benin, SNCC Shiroro and NCC)
2. Annual VSAT KU Band maintenance/SLA for Benin, Ikeja West, NCC, New Oshogbo & SNCC Shiroro
3. Internet bandwidth annual subscription renewal on KU- Band equipment in Benin RCC, SNCC Shiroro, NCC, Ikeja West & New NCC
4. Provision of PC operational software tools/licences for TCN MO (Microsoft, Windows 7OS, etc) | [6 empty] | 5000000
TOTAL COST | [6 empty] | 5000000
20222 Computer Stationary
ink toner |  |  |  |  | Replacement
Current Printers | Planned Purchase | Total SO Printers | Ink Toner Price | Total per Unit | Per Year | Total Cost
15 | 5 | 20 | 14000 | 20000 | 6 | 120000
Contingency for other costs not including ink toner | [5 empty] | 1500000
Total Cost | [5 empty] | 1620000
*Printers as per printer count from ICT
*Approximate price per toner cartridge for black/tri colour
20241 Publicity & Advertising
Advertising for job placements for staff recruitment |  |  | 2000000
20242 Tender Processing
Nominal value added |  |  | 2000000
*Majority of tender processing expenses to be categorized under shared services
20243 Canteen Expenses
Only attributable under HQ and to be accounted for under shared services
20244 Running Expenses of Guest Houses/Hotels
Not applicable
20245 Long Service Award
Undetermined - should this be a percent of basic pay?
20246 Employee Welfare Expenses
Undetermined - should this be a percent of basic pay?
20247 Medical Expenses
Determined as a % of basic pay |  | 20%
20248 Local Management Courses & Seminars
Staff Description | No. of Staff | Courses Per Year | Total Staff | Total Courses | Cost per Course | Total Cost
General Manager | 2 | 2 | 4
Assistant General Manager | 3 | 2 | 6
Principal Manager | 8 | 1 | 8
Senior Manager | 6 | 1 | 6
Manager | 4 | 1 | 4
Assistant Manager | 8 | 0.5 | 4
TOTAL |  |  | 32 | 1.28 | 7000000 | 8960000
*Assumes typical course is 1 week
*Quote from SO is that a course for 25 staff for one week is N7 Million
*Training done by MHI not included as it is already incorporated in MHI fees
20249 Office Furniture & Equipment
unknown
Estimated Value | 10000000
20250 Maintenance: Office Equipment
unknown
covered under computers
20251 Overseas Training & Attch. Fees
*MHI training in 2014 is covered under the MHI Contract and course fees are not applicable
Required Training | No. of Staff | Course Cost/Staff | Total Cost
MHI Courses | 5 | 0 | 0
Engineering Training | 8 | 800000 | 6400000
ED/D Courses | 2 | 800000 | 1600000
TOTAL COST |  |  | 8000000
20252 Rates
Not applicable
20253 Rent of Office Accommodation
Not applicable
20254 Security Services
Not Applicable
20255 Sports & Recreation
Not applicable
20256 Staff Interview Expenses
Contingency for new hires |  | 2000000
20257 Telephone Bills Office
Locations | Total Estimate
Head Quarters | 2500000
NCC
Total Cost | 2500000
20258 Telephone bill Staff Quarters
Not applicable
20259 Telephone, telegram & postage
Not applicable
20260 Vacation Employment
are there HR policies that outline this?
20261 Rent of staff quarters
Not applicable
20262 Electricity charges, installation & premises
To be managed by Shared Services
20265 Safety Materials
Not applicable
20266 Uniforms & Safety Wear
Not applicable
20268 Overseas Training & Attch Eastacode
*MHI training in 2014 is covered under the MHI Contract and course fees are not applicable
Required Training | No. of Staff | Est. Days on Course | Total Days | Avg, Eastacode | Total Cost
MHI Courses |  | 10 | 0 | 68000 | 0
Engineering Training | 10 | 15 | 150 | 68000 | 10200000
ED/D Courses | 2 | 10 | 20 | 68000 | 1360000
TOTAL COST |  |  |  |  | 11560000
*using an average eastacode of $425USD/day
20269 Overseas Training & Air Tickets
*MHI training in 2014 is covered under the MHI Contract and course fees are not applicable
Required Training | No. of Staff | Flight Cost | Total Cost
MHI Courses | 0 | 0 | 0
Engineering Training | 10 | 640000 | 6400000
ED/D Courses | 2 | 640000 | 1280000
TOTAL COST |  |  | 7680000
*using an average ticket cost of $4000 USD @ N160/USD
20280 Water Rates
Not applicable
20291 Maintenance of Building: Power Station
Not applicable
20292 Maintenance of Staff Quarters
Not applicable
20293 Maintenance of Office Building
Locations | Est. Cost
Headquarters
Total Cost | 0
20294 Maintenance of Workshop & Station Equipment
Not applicable
20295 Maintenance of Hospitals & Clinics
Not applicable to be outsourced by the government
20297 Survey Fees & Expenses
Not applicable
20298 Maintenance Fire Fighting Equipment
Nominal cost for fire estinguishers, etc. |  |  | 0
20312 Cleaning Expenses
*Head office costs will be allocated through shared services
0
20337 Electricity Purchase (excluding fuel)
Not applicable
20341 Maintenance: fire equipment
Not Applicable
20342 Maintenance of Helicopter
Not applicable
20343 Radio Licences
Not Applicable
20344 Aircraft/Helicopter Opr. & Maintenance
Not applicable
20345 Other Licences
Types | [5 empty] | Yearly Cost
Total License Costs | [5 empty] | 0
20361 Maintenance: Electrical Equipment
Not applicable
20363 Maintenance: Mechanical Equipment
Not applicable
20364 Maintenance: Substation Equipment
Not applicable
20381 Maintenance: Transformers & Switchgear
Not applicable
20382 Maintenance: Communications Equipment
Name | Total Quote
TOTAL COST | 0
20383 Maintenance: 330/132kV System Lines
Not applicable
20384 Maintenance: 330/132kV Substation
Not applicable
20385 Maintenance: Engineering Stores Ojo
Not Applicable
20407 Maintenance: Loose Tools
Locations | Est. Cost
Headquarters
Lagos
Benin
Bauchi
NCC
Shiroro
Enugu
Port Harcourt
Osogbo
Kaduno
Total Cost | 0
Not Applicable
Shared Services Allocation
Tariff Allocation | Percentage
MO | 10%
TSP | 50%
SO | 40%
Years | Shared Services Cost | Percent Allocation
2014 | 6051632715.8164 | 10% | 605163271.5816
2015 | 3507541378.5343 | 10% | 350754137.8534
2016 | 0 | 10% | 0
2017 | 0 | 10% | 0
2018 | 0 | 10% | 0
Note on F25: Author: taken 50% of initial estimates, as discussed with F&A
Note on K25: Author: total staffing for all areas yet to be confirmed by Pedro

## Staffing MO
REGION | (All)
Count of DESIGNATION | DESIGNATION
SECTOR | Ag.GM | AGM | Asst. Mgr. | Deputy Director | Deputy Managing Director | Director | Gen. Mgr. | Manager | NO RANK | Officer I | Officer II | Officer IV | Officer lll | Prin. Manager | Senior Manager | Staff I | Staff II | Staff III | Staff IV | Staff V | Grand Total
CEO |  | 5 | 10 |  | 1 |  | 2 | 5 |  | 11 | 9 | 7 | 1 | 1 | 6 | 9 | 9 |  |  |  | 76
F&A |  | 2 | 17 |  |  | 1 | 2 | 8 |  | 4 | 4 |  |  | 11 | 3 | [5 empty] | 52
HR&CS |  | 7 | 14 |  |  | 1 |  | 4 |  | 5 | 8 | 1 | 6 | 6 | 15 | 1 | 1 |  |  |  | 69
ICT |  | 1 | 4 | 1 | [5 empty] | 1 | 2 |  |  | 3 | 5 | [5 empty] | 17
Market Operator | 2 | 8 | 9 |  |  | 1 | 1 | 8 |  | 4 | 7 |  |  | 6 | 4 | 2 | 4 |  |  |  | 56
PMU |  | 4 | 9 |  |  |  | 1 | 7 |  | 4 |  |  |  | 6 | 4 |  | 4 | 4 |  |  | 43
System Operation |  | 9 | 457 |  |  | 1 | 2 | 139 |  | 190 | 82 | 18 | 57 | 25 | 79 | 25 | 83 | 68 | 107 |  | 1342
TSP |  | 43 | 224 |  |  | 1 | 9 | 187 | 2 | 225 | 292 | 106 | 135 | 86 | 167 | 32 | 288 | 129 | 112 | 1 | 2039
Grand Total | 2 | 79 | 744 | 1 | 1 | 5 | 17 | 358 | 2 | 444 | 404 | 132 | 199 | 144 | 283 | 69 | 389 | 201 | 219 | 1 | 3694
Market Operator - Current Staff |  |  | 56
Add New Hires |  |  | 0
Total SO Staff |  |  | 56
TCN - Current Staff |  |  | 3694
Add New Hires |  |  | 516
TOTAL TCN Staff |  |  | 4210

## Ass SS
Assumptions for Shared Services
Transmission Company Of Nigeria (TCN)
Assumptions
|  | Source |  | 2011 | 2012 | 2013 | 2014 | 2015 | 2016 | 2017 | 2018
|  |  |  | Actual | Actual | Est Actual | Forecast | Forecast | Forecast | Forecast | Forecast
Macro-economic
| Inflation (CPI) Nigeria per annum | CBN website |  | 0.108 | 0.122 | 0.085 | 0.08193 | 0.07 | 0.07 | 0.07 | 0.07
| Forex (Naira/US) at December 31 | CBN website | 148.7 | 156.2 | 156.27 | 155.2 | 159.08 | 163.057 | 167.1334 | 171.3118 | 175.5946
CONTINGENCY | 1% OF REVENUE
20061 Entertainment Expenses
Shared Services |  |  | No. of Staff | Cost per Staff | total cost | Meetings/year | total (Naira) |  | CEO | F&A | HR&CS | ICT | PMU
Quarterly Meeting - ED, D, GM - Sr Mgr |  |  | 129 | 4000 | 516000 | 4 | 2064000 |  | 464000 | 480000 | 576000 | 176000 | 368000 | 0
Monthly Management Meeting - ED, D, GM, AGM |  |  | 36 | 4000 | 144000 | 12 | 1728000 |  | 576000 | 432000 | 384000 | 144000 | 192000 | 0
ConferencesED, D, GM - Mgr |  |  | 186 | 4000 | 744000 | 12 | 8928000 |  | 2160000 | 2208000 | 2304000 | 720000 | 1536000 | 0
Conference Space Rental |  |  | 1 | 750000 | 750000 | 10 | 7500000 |  | 3000000 | 1500000 | 1500000 | 750000 | 750000 | 0
Officer Meetings |  |  | 100 | 1000 | 100000 | 2 | 200000 |  | 80000 | 25000 | 60000 | 20000 | 15000 | 0
TOTAL |  |  |  | 2014: 20420000; 2016: 6280000; 2017: 4645000; 2018: 4824000 | 1810000 | 2861000
*As per staffing count given by ED of each division
*N4000/per person is the estimated expense for tea/lunch given by HR
Regions |  |  |  | No. of Staff | Cost per Staff | total cost | Meetings/year | total
Not Applicable |  |  |  | 0 | 4000 | 0 | 4 | 0
TOTAL |  |  |  | 2015: 0
*estimate # of staff from Manpower requirement tab (finance, hr, legal, etc.)
Total Entertainment Expenses |  |  |  | 2016: 20420000
20062 Disturbance Allowance
Total Disturbance Transfers |  |  |  | No. of Staff | Cost per Staff | Monthly Cost | Months | Total (Naira) | Total SS Staff | Total TCN Staff | Percent of Total | TOTAL SO
Assume 10 staff transferred per month |  |  |  | 10 | 500000 | 5000000 | 12 | 60000000 | 306 | 4210 | 7.268% | 4361045.1306
*Average of previous month's actual disturbance allowances
*Assumes N1,000,000 per transfer (dependant on staff role and distance to destination)
*once regional numbers have been sorted, can move across
20063 Hotel Expenses & Subsistence Allowance
| Night | Staff | Nights per | 2011: Total Nights; 2012: Trips; 2013: Total; 2014: Total
Position | Allowance | Number | Trip | Per Trip | Per Year | Nights | Cost |  | CEO | F&A | HR&CS | ICT | PMU
ED/ Director | 24000 | 8 | 3 | 24 | 24 | 576 | 13824000 |  | 3456000 | 3456000 | 3456000 | 3456000 |  | 0
General Manager | 24000 | 7 | 3 | 21 | 24 | 504 | 12096000 |  | 6912000 | 3456000 | 0 | 0 | 1728000 | 0
AGM | 20000 | 21 | 3 | 63 | 24 | 1512 | 30240000 |  | 8640000 | 7200000 | 8640000 | 1440000 | 4320000 | 0
Principal Manager | 15000 | 29 | 3 | 87 | 12 | 1044 | 15660000 | Cash in lieu | 1080000 | 5400000 | 3780000 | 1620000 | 3780000 | 0
Senior Manager | 12000 | 37 | 3 | 111 | 12 | 1332 | 15984000 | Cash in lieu | 3456000 | 1728000 | 6480000 | 2160000 | 2160000 | 0
Manager | 9000 | 27 | 3 | 81 | 8 | 648 | 5832000 | Cash in lieu | 1512000 | 1512000 | 1296000 | 0 | 1512000 | 0
Total Hotel Costs |  |  |  | 2014: 93636000; 2016: 25056000; 2017: 22752000; 2018: 23652000 | 8676000 | 13500000
*hotel allowance for duty tours as per TCN HR circular
*total trips per year as budgeted by
*Staff numbers from staffing levels provided by HR
20065 Printing
| No of Printers | Est. Case of Paper/mth | Cases/Month | 2011: Months/Year; 2012: Total Cases; 2013: Cost per Case; 2014: Total Cost
HQ | 179 | 2 | 358 | 2011: 12; 2012: 4296; 2013: 8000; 2014: 34368000
Regions |  |  | 0
Total Printing Costs |  |  |  | 2014: 34368000
*based on No. of printers from ICT count
*Assumes each printer uses one case of paper per month (based on $50/case)
20066 Stationary Excl. Computer Stationary
| Naira per month | Staff Grades | Total/Month | 2011: Yearly Cost
Stationary costs per staff | 1000 | 129 | 129000 | 2011: 1548000
*ED to Manager | bar: 2011
20067 Transport & Travel
| Travel | Staff |  | 2012: Trips; 2014: Total
Position | Allowance | Number |  |  | Per Year |  | Cost |  | CEO | F&A | HR&CS | ICT | PMU
ED/ Director | 80000 | 8 |  |  | 15.6 |  | 9984000 |  | 2496000 | 2496000 | 2496000 | 2496000 | 0 | 0
General Manager | 80000 | 7 |  |  | 15.6 |  | 8736000 |  | 4992000 | 2496000 | 0 | 0 | 1248000 | 0
AGM | 80000 | 21 |  |  | 15.6 |  | 26208000 |  | 7488000 | 6240000 | 7488000 | 1248000 | 3744000 | 0
Principal Manager | 60000 | 29 |  |  | 7.8 |  | 13572000 |  | 936000 | 4680000 | 3276000 | 1404000 | 3276000 | 0
Senior Manager | 40000 | 37 |  |  | 7.8 |  | 11544000 |  | 2496000 | 1248000 | 4680000 | 1560000 | 1560000 | 0
Manager | 40000 | 27 |  |  | 5.2 |  | 5616000 |  | 1456000 | 1456000 | 1248000 | 0 | 1456000 | 0
Total Transport Costs |  |  |  | 2014: 75660000; 2016: 19864000; 2017: 18616000; 2018: 19188000 | 6708000 | 11284000 | 0
*travel allowance includes N10,000 for to and fro airport plus airticket
*total trips per year as budgeted by ED
20068 Books & Periodicals
Type | Periodical Cost | No. of Copies | Total Cost
Daily Newspaper | online available
Daily Newspaper
Specialized Magazines | 16000 | 65 | 1040000
*Using Economist Magazine subscription cost of $100 USD/year online addition
*Allows for 2 maganize per ED, D, GM, AGM, PM
20069 Subscription & Fees
Type of Employee | Cost of Prof. Dues | No. of Staff | Total Cost
Engineer (NSE & COREN) | 70000 | 15 | 1050000
Accountant (ICAN + ANAN) | 35000 | 54 | 1890000
Human Resource (CIPM) | 35000 | 46 | 1610000
Legal | 35000 | 10 | 350000
Total Subscription Fees |  |  | 4900000
*estimates come from HR Estimate and previous year actuals
20070 Vehicles Petrol and Oil
Area | No of Vehicles | Yearly Cost | Total Cost | 2014 | 2015 | 2016 | 2017 | 2018
HQ | 79 | 264000 | 20856000 | 20856000 | 20856000 | 20856000 | 20856000 | 20856000
ADD 2014 CAPEX | 40 | 264000 | 10560000 | 10560000 | 10560000 | 10560000 | 10560000 | 10560000
Total Vehicle Cost |  |  | 31416000 | 31416000 | 31416000 | 31416000 | 31416000 | 31416000
*average across all vehicle types
*estimates cost per month determined in average regional cost N55,000/month
*Vehicle numbers as per latest vehicle registry 1/30/2014. includes all designated vehicles over fair. Vehicles designated as poor or bad have been discarded.
20071 Vehicle Repairs and Maintenance
Area | No of Vehicles | Yearly Cost | Total Cost | 2014 | 2015 | 2016 | 2017 | 2018
HQ | 79 | 192000 | 15168000 | 15168000 | 15168000 | 15168000 | 15168000 | 15168000
ADD 2014 CAPEX | 40 | 144000 | 5760000 | 5760000 | 5760000 | 5760000 | 5760000 | 5760000
Total Vehicle Cost |  |  | 20928000 | 20928000 | 20928000 | 20928000 | 20928000 | 20928000
*assumes monthly cost of N40,000 for HQ and N60,000 for regional vehicles
*average cost across all vehicle types
20072 Vehicle Tires, Licences and Road Worthiness
HQ
Item | Yearly Cost | No of Vehicles | Total Cost
Tires | 120000 | 79 | 9480000
Licences | 10 | 79 | 790
Road Worthiness | 10 | 79 | 790
Total Vehicle Cost - HQ |  |  | 9481580
ADD 2014 CAPEX
Item | Yearly Cost | No of Vehicles | Total Cost
Tires | 120000 | 40 | 4800000
Licences | 20000 | 40 | 800000
Road Worthiness | 50000 | 40 | 2000000
Total Vehicle Cost - Regions |  |  | 7600000
Total Vehicle Cost |  |  |  | 2011: 17081580
20073 Collection Expenses
Not applicable
20074 NYSC Expenses
Est. No. of Staff | Yearly Cost | Total Cost
30 | 120000 | 3600000
20075 Stock Taking Expenses
Position | No of Staff | Nights per Trip | No of Trips | Total Nights | night Allowance | Total Night All'c | Travel Allowance | Total Travel Allowanve | Stock Taking Allowance | Total Stock All'ce | Total
ED/D | 1 | 10 | 2 | 20 | 24000 | 480000 | 80000 | 160000 | 8000 | 16000 | 656000
Gen Manager | 3 | 10 | 2 | 20 | 24000 | 1440000 | 80000 | 480000 | 8000 | 48000 | 1968000
AGM | 6 | 10 | 2 | 20 | 20000 | 2400000 | 80000 | 960000 | 8000 | 96000 | 3456000
PM | 11 | 10 | 2 | 20 | 15000 | 3300000 | 60000 | 1320000 | 8000 | 176000 | 4796000
Sr Manager | 5 | 10 | 2 | 20 | 12000 | 1200000 | 40000 | 400000 | 8000 | 80000 | 1680000
Mrs - Off 3 | 32 | 10 | 2 | 20 | 9000 | 5760000 | 40000 | 2560000 | 8000 | 512000 | 8832000
Total Stock Taking Expenses for Finance |  |  |  | 2013: 14580000; 2015: 5880000; 2017: 928000 | 21388000
20076 Consultancy Fees |  |  |  | 2015: 2014; 2016: 2015; 2017: 2016; 2018: 2017 | 2018
ICT - Outsourced ERP Support |  |  |  | 2015: 0; 2016: 80000000; 2017: 160000000; 2018: 160000000 | 160000000
ICT - unallocated consultancy for ERP system and maintenance |  |  |  | 2015: 8000000; 2016: 16000000; 2017: 16000000; 2018: 16000000 | 16000000
Total Consultancy Fees |  |  |  | 2015: 8000000; 2016: 96000000; 2017: 176000000; 2018: 176000000 | 176000000
20077 Consultancy Expenses
Assumed all expenses included in consulting fees detailed in above
20078 Courier Services
Average Courier Cost in Nigeria
Estimated Contingency | 4000000
20079 Haulage
Included in service contracts for delivery of goods
Covered in both maintenance costs and capital costs
20080 Water Rate
Not estimated to date
20121 Outstation Productivity Award
percentage of regional salary as determined by HR policy
20122 Corporate Gifts and Donations
Not applicable
20123 End of year party & pensioner's day |  |  | Years | 2011: Basic Salary; 2012: Percent Allocation
Determined as a % of basic salary |  | 0.1% | 2014 | 2011: 4962616974; 2012: 0.1%; 2013: 4962616.974
*From NIAF Model on Staffing Costs |  |  | 2015 | 2011: 5856574842; 2012: 0.1%; 2013: 5856574.842
|  |  | 2016 | 2011: 7206905000; 2012: 1%
|  |  | 2017 | 2011: 7206905000; 2012: 1%
|  |  | 2018 | 2011: 7206905000; 2012: 1%
20124 Contribution to Charity
To be managed by Shared Services
20141 Public Relations Expenses
Not applicable
20142 Publications: catalogues, diaries, etc.
Not applicable
20143 Public relations field operations/trade fair
Not applicable
20161 Legal Fees
Contingency | 30000000
20162 Legal Expenses
Not applicable
20181 Motor Insurance
Area | No of Vehicles | Yearly Cost | Total Cost
HQ | 79 | 600000 | 47400000
ADD 2014 CAPEX | 40 | 600000 | 24000000
Total Vehicle Cost |  |  | 71400000
*assumes avg. vehicle cost of N6 million
*average cost across all vehicle types
*vehicle numbers estimatedd
20182 Group Personal Insurance
Insurance Estimate as per HR | 43600363
20183 Accident/workers compensation
Insurance Estimate as per HR | 124572320
20184 General Accident Insurance
Insurance Estimate as per HR | 230499000
20185 Accounting Machines: Repairs & Maintenance
Type of Employee | No. of Employees | Calculator Cost (N) | Total Cost
Accountant | 57 | 3200 | 182400
*assumes each calculator is $20 USD or N3200
*Employee numbers presented in F&A
20187 Audit Expenses
Overall Audit expenses will be the responsibility of shared services
Determined by AGM Audit weekly audit review meetings + contingency for the auditors + production of audit report sheets, audit notebook etc for the meeting
Assumes $550,000 USD to perform the audit from 2006 - 2013
Assumes $200,000 USD for proceeding years
8% contingency to cover audit expenses (from travelling to and fro to the regions, etc. )
0.08
| 2014 | 2015 | 2016 | 2011: 2017; 2012: 2018
Audit Fee | 85250000 | 16305700 | 16713342.5 | 2011: 17131176.0625; 2012: 17559455.4641
Audit Expenses 8% Contingency | 6820000 | 1304456 | 1337067.4 | 2011: 1370494.085; 2012: 1404756.4371
Total Audit Expenses | 92070000 | 17610156 | 18050409.9 | 2011: 18501670.1475; 2012: 18964211.9012
20201 Bank Charges
Estimated on 0.20% of Opex (excl payroll, depreciation & bad debts) of previous year (to avoid circular reference) | 2014 | 2015 | 2016 | 2011: 2017; 2012: 2018
Total Opex SOA | 0 | 0 | 0 | 2011: 0; 2012: 0; 2013: Bank charges of BU's are calculated after allocation of Shared Services, therefore not provided here
Bank Charge % | 0.2% | 0.2% | 0.2% | 2011: 0.2%; 2012: 0.2%
Total Bank Charge | 0 | 0 | 0 | 2011: 0; 2012: 0
20202 Interest on Overdraft
Not applicable at this time
20221 Maintenance: Computers
Assumptions from ICT based on known staffing | [6 empty] | Total Cost 2014 | 2015 | 2016 | 2017 | 2018
Maintenance: Hybrid virtual Network implementation support services , mtce & licenses for TCN CHQ & 10 islands networks (lan). One year renewable | [6 empty] | 59675000 | 41772500 | 29240750 | 20468525 | 14327967.5
Maintenance:Support and maintenance of Corporate Domain architecture | [6 empty] | 25000000 | 25000000 | 25000000 | 25000000 | 25000000
Maintenance: Renewal of internet bandwidth Subscription for CHQ on Galaxy Optic Fibre connection | [6 empty] | 30000000 | 30000000 | 30000000 | 30000000 | 30000000
Maintenance: Provision of backup internet bandwidth license for CHQ to support the existing Galaxy Optic Fibre connection | [6 empty] | 20000000 | 20000000 | 20000000 | 20000000 | 20000000
Maintenance: Provision of PC operational software tools/ licenses for TCN (Microsoft suite, Windows 7 OS Volume license etc) | [6 empty] | 4500000 | 4500000 | 4500000 | 4500000 | 4500000
Maintenance: Provision of software development tools and network licenses for TCN |  |  |  | 2014: 15000000; 2015: 11250000; 2016: 8437500; 2017: 6328125
Maintenance: Provision of ERP TCN Licences Maintenance |  |  |  | 2015: 40000000; 2016: 100000000; 2017: 100000000; 2018: 100000000
Maintenance: Provision of allowance for unspecified development tools and licenses for TCN |  |  |  | 2015: 20000000; 2016: 40000000; 2017: 40000000; 2018: 40000000
TOTAL COST | [6 empty] | 154175000 | 192522500 | 257178250 | 246296650 | 233827967.5
*As per ICT OPEX estimates and budgets once ERP is functional
20222 Computer Stationary
ink toner |  |  |  | 2012: Replacement
Current Printers | Planned Purchase | Total SO Printers | Ink Toner Price | 2011: Total per Unit; 2012: Per Year; 2013: Total Cost
166 | 13 | 179 | 28000 | 2011: 5012000; 2012: 6; 2013: 30072000
Contingency for other costs not including ink toner |  |  |  | 2013: 5000000
Total Cost |  |  |  | 2013: 35072000
*Printers as per printer count from ICT
*Approximate price per toner cartridge for black/tri colour
20241 Publicity & Advertising
As per National program approved by Board |  |  | 116000000
20242 Tender Processing
Nominal value added |  |  | 31000000
*Majority of tender processing expenses to be categorized under shared services
*assumes tender processing $2000 per tender x number of projects (assume 100 projects per year)
20243 Canteen Expenses | Monthly Cost | Months | Yearly Cost
Estimated Cost of Canteen | 10000000 | 1 | 10000000
20244 Running Expenses of Guest Houses/Hotels
Not applicable
20245 Long Service Award
Undetermined - should this be a percent of basic pay?
20246 Employee Welfare Expenses
Undetermined - should this be a percent of basic pay?
20247 Medical Expenses
Determined as a % of basic pay |  | 20%
20248 Local Management Courses & Seminars
Staff Description | No. of Staff | Courses Per Year | Total Staff | 2011: Total Courses; 2012: Cost per Course; 2013: Total Cost
General Manager | 7 | 2 | 14
Assistant General Manager | 21 | 2 | 42
Principal Manager | 21 | 1 | 21
Senior Manager | 29 | 1 | 29
Manager | 37 | 1 | 37
Assistant Manager | 57 | 0.5 | 28.5
TOTAL |  |  | 171.5 | 2011: 6.86; 2012: 7000000; 2013: 48020000
*Assumes typical course is 1 week
*Quote from SO is that a course for 25 staff for one week is N7 Million
*Training done by MHI not included as it is already incorporated in MHI fees
20249 Office Furniture & Equipment
10000000
Link to CAPEX requirement for furniture and fixtures
20250 Maintenance: Office Equipment
Covered under ICT Estimates
20251 Overseas Training & Attch. Fees
*MHI training in 2014 is covered under the MHI Contract and course fees are not applicable
Required Training | No. of Staff | Course Cost/Staff | Total Cost
MHI Courses | 5 | 0 | 0
General Training | 40 | 800000 | 32000000
ED/D Courses | 8 | 800000 | 6400000
TOTAL COST |  |  | 38400000
20252 Rates
Not applicable
20253 Rent of Office Accommodation
As per quote received on new office building for all TCN staff |  |  |  | 2011: 1500000000
Years Leased |  |  |  | 2011: 5
Yearly Lease Cost |  |  |  | 2011: 300000000
*note for CF must pay in year 1 but over a 5 year period
20254 Security Services
Locations | Est. Cost per Location
Lagos | 36000000 | 1200000 | 30
Benin
SNCC Shiroro
NCC
Total Cost | 36000000
*Not applicable to head office.
20255 Sports & Recreation | No. of Staff | Allowance | Total
Sr Manager - Director Allowanve | 532 | 50000 | 26600000
*From NIAF Staffing Model
20256 Staff Interview Expenses
Contingency for new hires |  | 5000000
20257 Telephone Bills Office
Locations | Total Estimate
Head Quarters | 15000000
Total Cost | 15000000
20258 Telephone bill Staff Quarters
Not applicable
20259 Telephone, telegram & postage
Not applicable
20260 Vacation Employment
are there HR policies that outline this?
20261 Rent of staff quarters
Not applicable
20262 Electricity charges, installation & premises
Estimated Cost | 50000000
20265 Safety Materials
Locations | Est. Cost
Headquarters
Lagos
Benin
Bauchi
NCC
Shiroro
Enugu
Port Harcourt
Osogbo
Kaduno
Total Cost | 0
*not applicable - covered under SO and TSP
20266 Uniforms & Safety Wear
Locations | Est. Cost
Headquarters
Lagos
Benin
Bauchi
NCC
Shiroro
Enugu
Port Harcourt
Osogbo
Kaduno
Total Cost | 0
20268 Overseas Training & Attch Eastacode
*MHI training in 2014 is covered under the MHI Contract and course fees are not applicable
Required Training | No. of Staff | Est. Days on Course | Total Days | 2011: Avg, Eastacode; 2012: Total Cost
MHI Courses | 5 | 10 | 50 | 2011: 65875; 2012: 3293750
Engineering Training | 40 | 15 | 600 | 2011: 65875; 2012: 39525000
ED/D Courses | 8 | 10 | 80 | 2011: 65875; 2012: 5270000
TOTAL COST |  |  |  | 2012: 48088750
*using an average eastacode of $425USD/day
20269 Overseas Training & Air Tickets
*MHI training in 2014 is covered under the MHI Contract and course fees are not applicable
Required Training | No. of Staff | Flight Cost | Total Cost
MHI Courses | 5 | 0 | 0
Engineering Training | 40 | 620000 | 24800000
ED/D Courses | 8 | 620000 | 4960000
TOTAL COST |  |  | 29760000
*using an average ticket cost of $4000 USD @ N155/USD
20280 Water Rates
Not applicable
20291 Maintenance of Building: Power Station
Not applicable
20292 Maintenance of Staff Quarters
Not applicable
20293 Maintenance of Office Building
Locations | Est. Cost
Headquarters | 30000000
Lagos
Benin
Bauchi
NCC
Shiroro
Enugu
Port Harcourt
Osogbo
Kaduno
Total Cost | 30000000
20294 Maintenance of Workshop & Station Equipment
Not applicable
20295 Maintenance of Hospitals & Clinics
Not applicable to be outsourced by the government
20297 Survey Fees & Expenses
Not applicable
20298 Maintenance Fire Fighting Equipment
Nominal cost for fire estinguishers, etc.
20312 Cleaning Expenses
*Head office costs will be allocated through shared services
50000000
20337 Electricity Purchase (excluding fuel)
Not applicable
20341 Maintenance: fire equipment
Not applicable |  |  | 0
20342 Maintenance of Helicopter
Not applicable
20343 Radio Licences
Not Applicable |  |  | 0
20344 Aircraft/Helicopter Opr. & Maintenance
Not applicable
20345 Other Licences
Types |  |  |  | 2013: Yearly Cost
Total License Costs |  |  |  | 2013: 0
20361 Maintenance: Electrical Equipment
Not applicable
20363 Maintenance: Mechanical Equipment
Not applicable
20364 Maintenance: Substation Equipment
Not applicable
20381 Maintenance: Transformers & Switchgear
Not applicable
20382 Maintenance: Communications Equipment
Name | Total Quote
TOTAL COST | 0
* not applicable
20383 Maintenance: 330/132kV System Lines
Not applicable
20384 Maintenance: 330/132kV Substation
Not applicable
20385 Maintenance: Engineering Stores Ojo
Not applicable |  |  | 0
20407 Maintenance: Loose Tools
Locations | Est. Cost
Headquarters
Lagos
Benin
Bauchi
NCC
Shiroro
Enugu
Port Harcourt
Osogbo
Kaduno
Total Cost | 0
*not applicable
MHI Milestone Report Deliverables
| Total | OPEX USD | CAPEX USD | 2011: OPEX Naira; 2012: CAPEX Naira
Year 1 | 12384850 | 6789350 | 5595500 | 2011: 1080049798; 2012: 890132140; 2013: 2014
Year 2 | 12384850 | 6789350 | 5595500 | 2011: 1107051042.95; 2012: 912385443.5; 2013: 2015
Year 3 |  |  |  | 2011: 0; 2012: 0; 2013: 2016
year 4 |  |  |  | 2011: 0; 2012: 0; 2013: 2017
Year 5 |  |  |  | 2011: 0; 2012: 0; 2013: 2018
| 24769700 | 13578700 | 11191000 | 2011: 2187100840.95; 2012: 1802517583.5
Board of Directors Costs
Subcomittees meet twice a month
Board of Directors meet monthly
Assumes all subcommittee members are coming from outside of Abuja
| 2014 | 2015 | 2016 | 2011: 2017; 2012: 2018
HR Subcommitee | 14400000 | 14400000 | 14400000 | 2011: 14400000; 2012: 14400000
Technical Subcommitee | 14400000 | 14400000 | 14400000 | 2011: 14400000; 2012: 14400000
Finance Subcomittee | 14400000 | 14400000 | 14400000 | 2011: 14400000; 2012: 14400000
Trip |  |  |  | 2011: 40000000; 2012: 40000000
Board Sitting Allowance | 15600000 | 15600000 | 15600000 | 2011: 15600000; 2012: 15600000
Board Travel Allowance | 40860000 | 40860000 | 40860000 | 2011: 40860000; 2012: 40860000
Total Board of Directors Cost | 99660000 | 99660000 | 99660000 | 2011: 139660000; 2012: 139660000
| Naira | USD
WAPP Costs | 429850000 | 2686562.5
Shared Services Split
Tariff Allocation | Percentage
MO | 10%
TSP | 50%
SO | 40%
Transformational Costs
| 2014 | 2015 | 2016 | 2011: 2017; 2012: 2018
MHI Management Contract (USD) | 6118345 | 6013571
FX | 159.08 | 163.057 | 167.1334 | 2011: 171.3118; 2012: 175.5946
MHI Management Fees (NGN) | 973306322.6 | 980554846.547 | 0 | 2011: 0; 2012: 0
Note on F33: Author: taken 50% of initial estimates, as discussed with F&A

## Staffing SS
Total Staff in SO by Region and Staff
SUMMARY OF Shared Service Staff 2014
HQ Sectors 2014 | STAFF V | STAFF IV | STAFF III | STAFF II | STAFF I | OFFICER IV | OFFICER III | OFFICER II | OFFICER I | ASST. MANAGER | MANAGER | SR. MANAGER | PRIN. MANMAGER | ASST. GEN. MANAGER | GENERAL MANAGER | DIRECTORS | DMD | TOTAL
CEO | 1 |  | 8 | 15 | 10 | 7 | 3 | 16 | 10 | 16 | 7 | 8 | 2 | 6 | 4 | 1 | 1 | 115
F&A |  |  | 1 |  | 1 |  | 1 | 5 | 3 | 16 | 7 | 4 | 10 | 5 | 2 | 1 | 1 | 57
HR&CS |  |  |  | 2 | 1 | 3 | 5 | 10 | 6 | 12 | 6 | 15 | 7 | 6 |  | 1 | 1 | 75
ICT | [6 empty] | 1 | 2 | 1 | 4 |  | 5 | 3 | 1 |  | 1 | 1 | 19
PMU |  |  | 4 | 4 |  |  |  |  | 4 | 9 | 7 | 5 | 7 | 3 | 1 |  |  | 44
TOTAL Shared Service | 1 | 0 | 13 | 21 | 12 | 10 | 10 | 33 | 24 | 57 | 27 | 37 | 29 | 21 | 7 | 4 | 4 | 310
TOTAL COMPANY STAFF 2014 | [17 empty] | 4210
Summary of Shared Service Staff 2015
HQ Sectors 2014 | STAFF V | STAFF IV | STAFF III | STAFF II | STAFF I | OFFICER IV | OFFICER III | OFFICER II | OFFICER I | ASST. MANAGER | MANAGER | SR. MANAGER | PRIN. MANMAGER | ASST. GEN. MANAGER | GENERAL MANAGER | DIRECTORS | DMD | TOTAL
CEO |  |  | 4 | [9 empty] | 1 | 5 | 10 | 8 | 2 | 30
F&A | [17 empty] | 0
HR&CS | [17 empty] | 0
ICT | [17 empty] | 0
PMU | [17 empty] | 0
TOTAL Shared Service | 0 | 0 | 4 | 0 | 0 | 0 | 0 | 0 | 0 | 0 | 0 | 0 | 1 | 5 | 10 | 8 | 2 | 30
TOTAL COMPANY STAFF 2014 | [17 empty] | 5363

## MHI MD Report Costs
All Completed Milestones
Activity No. | Activity | Term
|  | Jun - Aug 2013 | Sept - Nov 2013 | Dec 2013 - May 2014 | Year Two | Year Three | Year Four | Year Five
Milestone One - Base Year Data Report
No Material Expenditure Required
Milestone Two - Performance Benchmark Monitoring
No Material Expenditure Required
Milestone Three - Company's Organization and Human Resource | [12 empty] | Opex | Capex
1 | Create Corporate Planning Group | 150000 | 150000
2 | Implement Performance Monitoring | 25000 | 25000
3 | Formalize the Proposed Organizational Layout | 25000 | 25000 | [6 empty] | MD3 Opex | 1061000 |  | 1061000
4 | Identify Roles and Responsibilities and Update job Descriptions (MD16) |  | 50000 | 100000 | [5 empty] | MD3 Capex | 0 |  |  | 0
5 | Update HRIS Software and Implement (MD14) |  | 4500 | 9000 | 18000 |  |  |  |  | Total | 1061000
6 | Formalize Storage of Electronic Data (MD14) |  | 4500 | 9000 | 18000
7 | Conduct Job Evaluation Study to Ensure Compensation Parity |  | 66000 | 133000
8 | Conduct Compensation Study and Apply Results |  | 33000 | 66000
9 | Implement Employee Survey |  | 50000
10 | Implement Succession Planning to Ensure Continuity (MD16) |  |  | 100000
Total Cost |  | 200000 | 408000 | 417000 | 36000 | 0 | 0 | 0 | 1061000
Milestone Four - Market Operator (MO) and Market Procedures
No Material Expenditure Required by TCN
Milestone Five (A) - System Operator (SO) and Operating Procedures
1 | Implementation of Operating Procedures | [8 empty] | MD5A Opex | 120000 |  | 120000
2 | Implementation of Monthly Coordination between TCN, DISCOS, and GENCOS | 6000 | 6000 | 12000 | 24000 | 24000 | 24000 | 24000 |  | MD5A Capex | 0 |  |  | 0
Total Cost |  | 6000 | 6000 | 12000 | 24000 | 24000 | 24000 | 24000 | 120000 | Total | 120000
Milestone Five (B) - System Operator (SO) and Operating Procedures (Generation Adequacy Report)
Not yet Submitted
Milestone Six (A) - Transmission System Provider (TSP) Operating Procedures (Losses)
No Material Expenditure Required
Milestone Six (B) - Transmission System Provider (TSP) Operating Procedures (Maintenance)
1 | Implementation of a Maintenance Planning Process | 50000
2 | Implementation of a Computerized Maintenance Management System
3 | Implementation of a Comprehensive TLM Program | 60000 | 60000 | 120000 | 240000 | 240000 | 240000 | 240000 |  | MD6B Opex | 2450000 |  | 2450000
4 | Implementation of a Comprehensive Station Equipment Maintenance Program (*See Note 1 and Note 2) | 60000 | 60000 | 1120000 | 240000 | 240000 | 240000 | 240000 |  | MD6B Capex | 2200000 |  |  | 2200000
5 | Implementation of a Comprehensive Protection Maintenance Program | [8 empty] | Total | 4650000
6 | Implementation of a Comprehensive Fleet Maintenance Program | 100000 | 100000 | 200000 | 400000 | 400000
Total Cost |  | 270000 | 220000 | 1440000 | 880000 | 880000 | 480000 | 480000 | 4650000
Milestone Six (C) - Transmission System Provider (TSP) Operating Procedures (Procurement)
1 | Process Changes to be Documented and Approved | [8 empty] | MD6C Opex | 0 |  | 0
2 | Performance Monitoring Reports to be Developed | [8 empty] | MD6C Capex | 400000 |  |  | 400000
3 | Purchase of Forklift and Crane for Central Stores |  |  | 400000 | [5 empty] | Total | 400000
Total Cost |  | 0 | 0 | 400000 | 0 | 0 | 0 | 0 | 400000
Milestone Six (D) - Transmission System Provider (TSP) Operating Procedures (Tariffs)
1 | Obtain Senior Management Endorsement
2 | TCN Compliance with NERC Directives | 94000 | 94000 | 188000 | 375000 | 100000 | 100000 | 100000
3 | Establish a clear delineation between TSP, SO and MO | 62500 | 62500 | 12500
4 | Undertake a comprehensive strategic planning exercise to support detailed operating plans and budgets
5 | Obtain detailed understanding of funding requirement from FGN | 25000 | 25000
6 | Regulatory function needs to undertake a comprehensive skills-gap exercise and follow on with a capacity building program |  | 83000 | 167000
7 | Ensure annual financial results are certified by an external auditor
8 | Undertake a comprehensive depreciation study
9 | Credible determination of transmission system losses |  |  | 167000 | 333000
10 | Regulatory function needs to create a comprehensive compliance and tariff filing schedule
11 | Regulatory needs to establish a close working relationship with NERC
12 | Regulatory should advocate the implementation of a clearly and easily understood rate setting process | [8 empty] | MD6D Opex | 2038500 |  | 2038500
13 | Regulatory should work closely with NERC to assist in bringing closure to unresolved issues | [8 empty] | MD6D Capex | 0 |  |  | 0
14 | Management needs to lobby FGN for concurrence, commitment and timelines of payments to close the funding gap between tariff requirement and the tariffs approved by NERC | 25000 | 25000 | [6 empty] | Total | 2038500
Total Cost |  | 206500 | 289500 | 534500 | 708000 | 100000 | 100000 | 100000 | 2038500
Milestone Seven - Transmission System - 5 Year Rehabilitation and Upgrading
Not yet Submitted
Milestone Eight - SCADA and Operational Communications Plan
1 | Development of Comprehensive SCADA & Communications Plans | 15000 | 15000 | 30000
2 | Clearly Define Interconnection Standards | 15000 | 15000 | 30000
3 | Address the Lack of Equipment Standardization | 30000 | 30000
4 | Assist with the SCADA Revitalization Project | 20000 | 20000 | 40000 | 82000
5 | Fibre Cable System Contract Re-evaluation | 15000 | 15000 | 30000 | 60000
6 | Reorganization of SCADA and Communications Groups | 30000 | 30000 | [6 empty] | MD8 Opex | 944400 |  | 944400
7 | Address the Shortage of Suitably Trained Staff | 15000 | 15000 | 30000 | [5 empty] | MD8 Capex |  |  | 0
8 | Design, Implementation and Maintenance of DC and AC Backup Power Supplies | 18000 | 18000 | 38000 | [5 empty] | Total | 944400
9 | Establish a Complete Routine Maintenance Program | 27000 | 27000 | 55000
10 | Address the Lack of Tools, Spare Parts, Test Facilities & Staff Training | 14000 | 14000 | 27000 | 55000 |  |  |  | 944400
11 | Address the Lack of Daily Operation Oversight & Follow-up | 8700 | 8700 | 17000 | 35000
Total Cost |  | 207700 | 207700 | 297000 | 232000 | 0 | 0 | 0
Milestone Nine - Safe Operation and Security
1 | Recruit security manager | 50000 | 50000 | 100000 | 200000 | 200000 | 200000 | 200000
2 | Oversight to physical protection system integration
3 | Streamline union security presence and ultimately elimination from entry and access control responsibilities.
4 | Funding arrangements with Nigerian Government for Nigerian Army personnel.
5 | Develop standard operating procedures for equipment and processes for new physical security information management system, and train staff accordingly. | 81000 | 81000 | 163000 | 325000
6 | Electronic access control configuration and administration
7 | Closed circuit video equipment configuration and administration
8 | User configuration with testing, troubleshooting training and maintenance plans
9 | Project planning and basis of design |  | 825000 | 1650000 | 4125000
10 | Fence and gate package
11 | Door and window hardening
12 | Tower and closed circuit video equipment installation/parallel with server and head end installation | [8 empty] | MD9 Opex | 1650000 |  | 1650000
13 | Electronic access control panel and reader installation in parallel with intrusion detection system installation | [8 empty] | MD9 Capex | 6600000 |  |  | 6600000
14 | Video analytics installation | [8 empty] | Total | 8250000
15 | System testing | [7 empty] | 8250000
16 | Integrate the physical security information management system into the Safe Cities Nigerian Government surveillance project
Total Cost |  | 131000 | 956000 | 1913000 | 4650000 | 200000 | 200000 | 200000
Milestone Ten (A) - Health and Safety
1 | Establish a high-level Management Safety Committee that will provide direction for the OS&H division.
2 | Hire a qualified Health & Safety Advisor from outside of TCN to provide direction / guidance to the “Management Safety Committee” and to the corporate OH&S division. (2 Years) | 50000 | 50000 | 100000 | 200000
3 | Under the direction of the OH&S Professional Develop a Formal Documented Health & Safety Program
4 | Move OH&S Division to report directly to the CEO, or to the ED of Transmission Provider Services.
5 | Establish joint workplace health & safety committees | 30000 | 30000
6 | Produce an official “corporate approved” safety rulebook specific to the work being done by TCN |  | 14000 | 29000 | 57000
7 | A system must to be put in place that provides the OH&S division with the budgeted funds necessary to carry out its responsibilities
8 | Perform a Detailed Study of the Responsibilities and Activities of the HQ staff and Regional Safety Officers
9 | Develop Health & Safety Training Plans for Managers, Supervisors and all Worker Classifications
10 | Perform a detailed examination of the NERC documents and consult with NERC officials to determine exact compliance. The information gathered must be incorporated into the corporate safety rulebook
11 | The Performance Benchmark Monitoring and Reporting System of MD2 may require some training (presentations) by the SMEs to assist with implementation | [8 empty] | MD10A Opex | 560000 |  | 560000
12 | Develop a procedure for investigating accidents, near misses and vehicle accidents | [8 empty] | MD10A Capex | 0
13 | Organize safety meetings with all vehicle operators and the appropriate line management to inform drivers that all traffic laws must be obeyed while driving | [8 empty] | Total | 560000
14 | Develop a contractor safety plan for evaluating and selecting outside contractors and ensuring workers are trained and qualified for the work they are doing | [7 empty] | 560000
15 | Continue with public safety campaigns to reduce the number of public injuries
Total Cost |  | 80000 | 94000 | 129000 | 257000 | 0 | 0 | 0
Milestone Ten (B) - Environment
1 | Re-allocation of Staff to ensure Regional Environmental Issues are addressed
2 | Initial Kick Off Meeting & Management Training |  | 39000 | [6 empty] | MD10B Opex | 104000 |  | 104000
3 | Training of HQ Staff and Regional CE&R Reps |  | 26000 | [6 empty] | MD10B Capex | 0
4 | Assignment of duties related to the EMS Implementation |  | 13000 | [6 empty] | Total | 104000
5 | EMS Specialist will conduct a follow-up meeting to monitor progress on the EMS Implementation |  |  | 26000 |  |  |  |  | 104000
6 | Implementation of SF6 Consumption Monitoring Program
Total Cost |  | 0 | 78000 | 26000 | 0 | 0 | 0 | 0
Milestone Eleven - Emergency Response Plan | [9 empty] | MD10B Opex | 200000 |  | 200000
1 | Establish TCN Emergency Management Steering Committee | [8 empty] | MD10B Capex | 0
2 | Appoint a Corporate Emergency Management Officer | [8 empty] | Total | 200000
3 | Hire a Professional Emergency Management Consultant |  | 200000 | [5 empty] | 200000
4 | Develop and Implement the CEMP
Total Cost |  | 0 | 200000 | 0 | 0 | 0 | 0 | 0
Milestone Twelve - GIS
1 | Design an Asset Based GIS System | 30000 | 30000 | 60000 | 120000
3 | Upgrade of TCN Software | [8 empty] | MD10B Opex | 0 |  | 0
4 | Upgrade of TCN Hardware | [8 empty] | MD10B Capex | 240000 |  |  | 240000
5 | Establish a GIS Committee and Re-assign GIS Staff Responsibilities | [8 empty] | Total | 240000
6 | Better Development and Co-ordinate GIS Data | [7 empty] | 240000
7 | Define and outline roles and responsibilities for the operational support of the GIS system between IT staff and keepers of the data
Total Cost |  | 30000 | 30000 | 60000 | 120000 | 0 | 0 | 0
Milestone Fourteen - Management Information System
1 | Implementation of IFS ERP - Maintenance Management (5 phases)
2 | Implementation of IFS Financials
3 | Implementation of IFS Supply Chain
4 | Implementation of IFS Business Intelligence
5 | Implementation of IFS Work Management
6 | Implementation of IFS Document Management
7 | Implementation of IFS Project Management
8 | Implementation of IFS Human Resources | [8 empty] | MD14 Opex | 2500000 |  | 2500000
9 | Implementation of IFS Fleet Management | [8 empty] | MD14 Capex | 9000000 |  |  | 9000000
10 | Implementation of Outage Management Function | [8 empty] | Total | 11500000
11 | Implementation of Engineering and Planning Tools Function | [7 empty] | 9000000 |  | See note 3
12 | Implementation of GIS
Total Cost (*See Note 3) |  | 0 | 600000 | 1200000 | 1800000 | 1800000 | 1800000 | 1800000
Milestone Fifteen - Financial Management
1 | Confirm Organization Structure | 63000 | 63000 | 125000
2 | Establish Corporate Planning Function | 103000 | 103000 | 205000
3 | Implement Formal Finance Policies and Procedures | 125000 | 125000 | 250000 | [5 empty] | MD15 Opex | 4322000 |  | 4322000
4 | Strengthen Accountability Framework | 90000 | 90000 | 180000 |  |  |  |  | 1751000 | MD15 Capex | 1751000 |  |  | 1751000
5 | Strengthen Accounting Processes | 225000 | 225000 | 450000 | 900000 |  |  |  |  | Total | 6073000
6 | Implement Integrated Financial Systems | 219000 | 219000 | 438000 | 875000 |  |  |  | 6073000
7 | Audit Recommendations | 250000 | 250000 | 500000
Total Cost |  | 1075000 | 1075000 | 2148000 | 1775000 | 0 | 0 | 0
Milestone Sixteen - Development and Training
1 | World Bank Power System Planning Training
2 | MHI Off-Shore Power System Planning Training
3 | World Bank Communications Training
4 | World Bank Transmission System Operations Training (MHI Provided)
5 | MHI Human Resources Training
6 | MHI Environment Training
7 | MHI Leadership & Management Skills Training
8 | MHI Financial Training
9 | MHI Market Operations Training
10 | MHI Transmission System Operations Training
11 | MHI IT Training
12 | New Horizons IT Training |  |  | 6000 | 3800
13 | MHI Purchasing & Materials Training
14 | Legal Training |  |  | 6000
15 | Public Affairs Training |  |  | 10000
16 | MHI Health & Safety Training
17 | MHI Emergency Response Training
18 | Change Management Training |  |  | 30000
19 | MHI Power System Planning Training
20 | MHI Electrical Apparatus Engineering (Off-shore)
21 | MHI Transmission Line Engineering (Off-shore)
22 | MHI Protection Control & Metering
23 | MHI Capital Project Execution
24 | Off-Shore Training Activities
25 | Basic Supervisory Training |  |  |  | 50000
26 | Regulatory Affairs |  |  |  | 20000
27 | Long Term Communications Training
28 | Long Term SCADA Training
29 | Long Term Transmission System Operations Training
30 | Long Term Transmission Line Patroller Training | [8 empty] | MD16 Opex | 128800 |  | 128800
31 | Long Term Live Line Tradesman Training | [8 empty] | MD16 Capex | 0
32 | General E-Learning Training |  | 1000 | 1000 | 1000 |  |  |  |  | Total | 128800
33 | Development of TCN Job Descriptions | [7 empty] | 128800
34 | Development of a Succession Plan
Total Cost |  | 0 | 1000 | 53000 | 74800 | 0 | 0 | 0
Total Milestone Cost |  | 2206200 | 4165200 | 8629500 | 10556800 | 3004000 | 2604000 | 2604000 | 33769700
Milestone Seventeen - Transfer of Knowledge
Not yet Submitted
Milestone Eighteen - Handover Report
Not yet Submitted
[13 empty] | OPEX | CAPEX
Note 1: | TCN must identity their spare transformer requirements (Costs will depend on transformer requirements; could be as much as $100,000,000 or more) |  |  | Operating Costs | [7 empty] | Items in Budget | 16078700 | 20191000
Note 2: | TCN must lead an HV apparatus maintenance program as per the standards provided in this report - this will require the purchase of tools and test equipment (to outfit all work centers the costs could be as much as $50,000,000) |  |  | Capital Costs | [7 empty] | ERP System | -2500000 | -9000000
Note 3: | Capital costs only; estimated OPEX $500,000 / year (Software Licenses)
[12 empty] | Remaining Costs | 13578700 | 11191000
6371400
|  | Total | OPEX USD | CAPEX USD | OPEX Naira | CAPEX Naira
| Year 1 | 17500900 | 10589900 | 6911000 | 1641434500 | 1071205000
| Year 2 | 10556800 | 5171800 | 5385000 | 801629000 | 834675000
| Year 3 | 3004000 | 964000 | 2040000 | 149420000 | 316200000
| year 4 | 2604000 | 564000 | 2040000 | 87420000 | 316200000
| Year 5 | 2604000 | 540000 | 2064000 | 83700000 | 319920000
|  | 36269700 | 17829700 | 18440000 | 2763603500 | 2858200000
2013

## Ass Payroll
General Assumptions
Inflation | 10%
Additional Benefits | 2014 H1 | 2014 H2 | 2015 | 2016 | 2017 | 2018
20003 - Salary Consolidation
Pension Benefits - % of base pay, transportation and housing | 7.5% | 7.5% | 7.5% | 7.5% | 7.5% | 7.5%
Medical Benefits - % of base pay | 20% | 20% | 20% | 20% | 20% | 20%
Industrial Training Fund - % of total emoluments | 1% | 1% | 1% | 1% | 1% | 1%
20004 - Overtime (JS5 to SS4) - % of Basic | 3% | 3% | 3% | 3% | 3% | 3%
20005 - Extra Duty Allowance (SS3 to MM1) - % of Basic | 15% | 15% | 15% | 15% | 15% | 15%
20006 - Shift allowance - % of Basic | 5.1% | 5.1% | 5.1% | 5.1% | 5.1% | 5.1%
20009 - On-call allowance - % of Basic | 2.5% | 2.5% | 2.5% | 2.5% | 2.5% | 2.5%
20031 - Transport allowance - % of Basic | 25% | 25% | 25% | 25% | 25% | 25%
20032 - Housing Allowance
% of Basic (Abuja, Lagos & PortHarcourt) | 70% | 70% | 70% | 70% | 70% | 70%
% of Basic (Other Locations) | 60% | 60% | 60% | 60% | 60% | 60%
% of Abuja HQ Staff entitled to higher Allowance (Manager & Above) | 100% | 100% | 100% | 100% | 100% | 100%
% of Lagos Region Staff entitled to higher Allowance (Manager & Above) | 98% | 98% | 98% | 98% | 98% | 98%
% of Shiroro Region Staff entitled to higher Allowance (Manager & Above) | 94% | 94% | 94% | 94% | 94% | 94%
% of Port Harcourt Region Staff entitled to higher Allowance (Manager & Above) | 96% | 96% | 96% | 96% | 96% | 96%
% of Abuja HQ Staff entitled to higher Allowance (Asst Manager & Below) | 100% | 100% | 100% | 100% | 100% | 100%
% of Lagos Region Staff entitled to higher Allowance (Asst Manager & Below) | 85% | 85% | 85% | 85% | 85% | 85%
% of Shiroro Region Staff entitled to higher Allowance (Asst Manager & Below) | 10% | 10% | 10% | 10% | 10% | 10%
% of Port Harcourt Region Staff entitled to higher Allowance (Asst Manager & Below) | 30% | 30% | 30% | 30% | 30% | 30%
20033 - Electricity Allowance-Cash - NGN (Constant 2013 prices) per year by grade
Managing Director / CEO (EG1) | 366768 | 366768 | 733536 | 733536 | 733536 | 733536
Executive Director (EG2) | 366768 | 366768 | 733536 | 733536 | 733536 | 733536
General Manager (EG3) | 366768 | 366768 | 733536 | 733536 | 733536 | 733536
Assistant General Manager (SM1) | 366768 | 366768 | 733536 | 733536 | 733536 | 733536
Principal Manager (SM2) | 271680 | 271680 | 543360 | 543360 | 543360 | 543360
Senior Manager (SM3) | 148560 | 148560 | 297120 | 297120 | 297120 | 297120
Manager (MM1) | 148560 | 148560 | 297120 | 297120 | 297120 | 297120
Assistant Manager (MM3) | 103992 | 103992 | 207984 | 207984 | 207984 | 207984
Officer I (SS1) | 103992 | 103992 | 207984 | 207984 | 207984 | 207984
Officer II (SS2) | 70566 | 70566 | 141132 | 141132 | 141132 | 141132
Officer III (SS3) | 70566 | 70566 | 141132 | 141132 | 141132 | 141132
Officer IV (SS4) | 44568 | 44568 | 89136 | 89136 | 89136 | 89136
Staff I (JS1) | 44568 | 44568 | 89136 | 89136 | 89136 | 89136
Staff II (JS2) | 44568 | 44568 | 89136 | 89136 | 89136 | 89136
Staff III (JS3) | 37140 | 37140 | 74280 | 74280 | 74280 | 74280
Staff IV (JS4) | 37140 | 37140 | 74280 | 74280 | 74280 | 74280
Staff V (JS5) | 37140 | 37140 | 74280 | 74280 | 74280 | 74280
20035 - Non-accidence bonus (Driver Specific) - % of Basic | 8.33% | 8.33% | 8.33% | 8.33% | 8.33% | 8.33%
20036 - Leave Grant - % of Basic | 20% | 20% | 20% | 20% | 20% | 20%
20038 - Meal Subsidy - NGN (Constant 2013 prices) per year by grade
Managing Director / CEO (EG1) | 14400 | 14400 | 28800 | 28800 | 28800 | 28800
Executive Director (EG2) | 14400 | 14400 | 28800 | 28800 | 28800 | 28800
General Manager (EG3) | 14400 | 14400 | 28800 | 28800 | 28800 | 28800
Assistant General Manager (SM1) | 12000 | 12000 | 24000 | 24000 | 24000 | 24000
Principal Manager (SM2) | 12000 | 12000 | 24000 | 24000 | 24000 | 24000
Senior Manager (SM3) | 12000 | 12000 | 24000 | 24000 | 24000 | 24000
Manager (MM1) | 12000 | 12000 | 24000 | 24000 | 24000 | 24000
Assistant Manager (MM3) | 12000 | 12000 | 24000 | 24000 | 24000 | 24000
Officer I (SS1) | 9600 | 9600 | 19200 | 19200 | 19200 | 19200
Officer II (SS2) | 9600 | 9600 | 19200 | 19200 | 19200 | 19200
Officer III (SS3) | 9600 | 9600 | 19200 | 19200 | 19200 | 19200
Officer IV (SS4) | 9600 | 9600 | 19200 | 19200 | 19200 | 19200
Staff I (JS1) | 7200 | 7200 | 14400 | 14400 | 14400 | 14400
Staff II (JS2) | 7200 | 7200 | 14400 | 14400 | 14400 | 14400
Staff III (JS3) | 7200 | 7200 | 14400 | 14400 | 14400 | 14400
Staff IV (JS4) | 7200 | 7200 | 14400 | 14400 | 14400 | 14400
Staff V (JS5) | 7200 | 7200 | 14400 | 14400 | 14400 | 14400
20039 - Entertainment Allowance - NGN (Constant 2013 prices) per year by grade
Managing Director / CEO (EG1) | 25500 | 25500 | 51000 | 51000 | 51000 | 51000
Executive Director (EG2) | 25500 | 25500 | 51000 | 51000 | 51000 | 51000
General Manager (EG3) | 25500 | 25500 | 51000 | 51000 | 51000 | 51000
Assistant General Manager (SM1) | 20400 | 20400 | 40800 | 40800 | 40800 | 40800
Principal Manager (SM2) | 15300 | 15300 | 30600 | 30600 | 30600 | 30600
Senior Manager (SM3) | 15300 | 15300 | 30600 | 30600 | 30600 | 30600
20040 - Utility allowance - % of Basic | 15% | 15% | 15% | 15% | 15% | 15%
20041 - Productivity bonus (1 mnth basic pay) - % of Basic Pay | 8.333% | 8.333% | 8.333% | 8.333% | 8.333% | 8.333%
20042 - Domestic servant allowance - NGN (Constant 2013 prices) per year by grade
Managing Director / CEO (EG1) | 2417364 | 2417364 | 4834728 | 4834728 | 4834728 | 4834728
Executive Director (EG2) | 2014470 | 2014470 | 4028940 | 4028940 | 4028940 | 4028940
General Manager (EG3) | 1611576 | 1611576 | 3223152 | 3223152 | 3223152 | 3223152
Assistant General Manager (SM1) | 1208682 | 1208682 | 2417364 | 2417364 | 2417364 | 2417364
Principal Manager (SM2) | 805788 | 805788 | 1611576 | 1611576 | 1611576 | 1611576
Senior Manager (SM3) | 402894 | 402894 | 805788 | 805788 | 805788 | 805788
20045 - Hazard Allowance - % of Basic | 10% | 10% | 10% | 10% | 10% | 10%
20046 - Power/Transmission Allowance - % of Basic | 15% | 15% | 15% | 15% | 15% | 15%
20049 - Furniture Allowance - % of Basic | 40% | 40% | 40% | 40% | 40% | 40%

## Ass-BasePay
Expected Average Basic Salary by Division by Region by Grade by Year (2014 Constant Prices)
|  | TCN Averages | [5 empty] | Transmission Service Provider (TSP) | [5 empty] | System Operator (SO) | [5 empty] | Market Operator (MO) | [5 empty] | Shared Services (SS)
|  | 2014 H1 | 2014 H2 | 2015 | 2016 | 2017 | 2018 | 2014 H1 | 2014 H2 | 2015 | 2016 | 2017 | 2018 | 2014 H1 | 2014 H2 | 2015 | 2016 | 2017 | 2018 | 2014 H1 | 2014 H2 | 2015 | 2016 | 2017 | 2018 | 2014 H1 | 2014 H2 | 2015 | 2016 | 2017 | 2018
TCN Average | Managing Director / CEO (EG1) | 1397961 | 1397961 | 2795922 | 2795922 | 2795922 | 2795922 | 1397961 | 1397961 | 2795922 | 2795922 | 2795922 | 2795922 | 1397961 | 1397961 | 2795922 | 2795922 | 2795922 | 2795922 | 1397961 | 1397961 | 2795922 | 2795922 | 2795922 | 2795922 | 1397961 | 1397961 | 2795922 | 2795922 | 2795922 | 2795922
| Executive Director (EG2) | 1207863 | 1207863 | 2415726 | 2415726 | 2415726 | 2415726 | 1207863 | 1207863 | 2415726 | 2415726 | 2415726 | 2415726 | 1207863 | 1207863 | 2415726 | 2415726 | 2415726 | 2415726 | 1207863 | 1207863 | 2415726 | 2415726 | 2415726 | 2415726 | 1207863 | 1207863 | 2415726 | 2415726 | 2415726 | 2415726
| General Manager (EG3) | 1054647 | 1054647 | 2109294 | 2109294 | 2109294 | 2109294 | 1054647 | 1054647 | 2109294 | 2109294 | 2109294 | 2109294 | 1054647 | 1054647 | 2109294 | 2109294 | 2109294 | 2109294 | 1054647 | 1054647 | 2109294 | 2109294 | 2109294 | 2109294 | 1054647 | 1054647 | 2109294 | 2109294 | 2109294 | 2109294
| Assistant General Manager (SM1) | 1047897 | 1047897 | 2095794 | 2095794 | 2095794 | 2095794 | 1047897 | 1047897 | 2095794 | 2095794 | 2095794 | 2095794 | 1047897 | 1047897 | 2095794 | 2095794 | 2095794 | 2095794 | 1047897 | 1047897 | 2095794 | 2095794 | 2095794 | 2095794 | 1047897 | 1047897 | 2095794 | 2095794 | 2095794 | 2095794
| Principal Manager (SM2) | 1002474 | 1002474 | 2004948 | 2004948 | 2004948 | 2004948 | 1002474 | 1002474 | 2004948 | 2004948 | 2004948 | 2004948 | 1002474 | 1002474 | 2004948 | 2004948 | 2004948 | 2004948 | 1002474 | 1002474 | 2004948 | 2004948 | 2004948 | 2004948 | 1002474 | 1002474 | 2004948 | 2004948 | 2004948 | 2004948
| Senior Manager (SM3) | 968427 | 968427 | 1936854 | 1936854 | 1936854 | 1936854 | 968427 | 968427 | 1936854 | 1936854 | 1936854 | 1936854 | 968427 | 968427 | 1936854 | 1936854 | 1936854 | 1936854 | 968427 | 968427 | 1936854 | 1936854 | 1936854 | 1936854 | 968427 | 968427 | 1936854 | 1936854 | 1936854 | 1936854
| Manager (MM1) | 939816 | 939816 | 1879632 | 1879632 | 1879632 | 1879632 | 939816 | 939816 | 1879632 | 1879632 | 1879632 | 1879632 | 939816 | 939816 | 1879632 | 1879632 | 1879632 | 1879632 | 939816 | 939816 | 1879632 | 1879632 | 1879632 | 1879632 | 939816 | 939816 | 1879632 | 1879632 | 1879632 | 1879632
| Assistant Manager (MM3) | 652095 | 652095 | 1304190 | 1304190 | 1304190 | 1304190 | 652095 | 652095 | 1304190 | 1304190 | 1304190 | 1304190 | 652095 | 652095 | 1304190 | 1304190 | 1304190 | 1304190 | 652095 | 652095 | 1304190 | 1304190 | 1304190 | 1304190 | 652095 | 652095 | 1304190 | 1304190 | 1304190 | 1304190
| Officer I (SS1) | 519921 | 519921 | 1039842 | 1039842 | 1039842 | 1039842 | 519921 | 519921 | 1039842 | 1039842 | 1039842 | 1039842 | 519921 | 519921 | 1039842 | 1039842 | 1039842 | 1039842 | 519921 | 519921 | 1039842 | 1039842 | 1039842 | 1039842 | 519921 | 519921 | 1039842 | 1039842 | 1039842 | 1039842
| Officer II (SS2) | 443709 | 443709 | 887418 | 887418 | 887418 | 887418 | 443709 | 443709 | 887418 | 887418 | 887418 | 887418 | 443709 | 443709 | 887418 | 887418 | 887418 | 887418 | 443709 | 443709 | 887418 | 887418 | 887418 | 887418 | 443709 | 443709 | 887418 | 887418 | 887418 | 887418
| Officer III (SS3) | 347553 | 347553 | 695106 | 695106 | 695106 | 695106 | 347553 | 347553 | 695106 | 695106 | 695106 | 695106 | 347553 | 347553 | 695106 | 695106 | 695106 | 695106 | 347553 | 347553 | 695106 | 695106 | 695106 | 695106 | 347553 | 347553 | 695106 | 695106 | 695106 | 695106
| Officer IV (SS4) | 279738 | 279738 | 559476 | 559476 | 559476 | 559476 | 279738 | 279738 | 559476 | 559476 | 559476 | 559476 | 279738 | 279738 | 559476 | 559476 | 559476 | 559476 | 279738 | 279738 | 559476 | 559476 | 559476 | 559476 | 279738 | 279738 | 559476 | 559476 | 559476 | 559476
| Staff I (JS1) | 245826 | 245826 | 491652 | 491652 | 491652 | 491652 | 245826 | 245826 | 491652 | 491652 | 491652 | 491652 | 245826 | 245826 | 491652 | 491652 | 491652 | 491652 | 245826 | 245826 | 491652 | 491652 | 491652 | 491652 | 245826 | 245826 | 491652 | 491652 | 491652 | 491652
| Staff II (JS2) | 206982 | 206982 | 413964 | 413964 | 413964 | 413964 | 206982 | 206982 | 413964 | 413964 | 413964 | 413964 | 206982 | 206982 | 413964 | 413964 | 413964 | 413964 | 206982 | 206982 | 413964 | 413964 | 413964 | 413964 | 206982 | 206982 | 413964 | 413964 | 413964 | 413964
| Staff III (JS3) | 194850 | 194850 | 389700 | 389700 | 389700 | 389700 | 194850 | 194850 | 389700 | 389700 | 389700 | 389700 | 194850 | 194850 | 389700 | 389700 | 389700 | 389700 | 194850 | 194850 | 389700 | 389700 | 389700 | 389700 | 194850 | 194850 | 389700 | 389700 | 389700 | 389700
| Staff IV (JS4) | 165492 | 165492 | 330984 | 330984 | 330984 | 330984 | 165492 | 165492 | 330984 | 330984 | 330984 | 330984 | 165492 | 165492 | 330984 | 330984 | 330984 | 330984 | 165492 | 165492 | 330984 | 330984 | 330984 | 330984 | 165492 | 165492 | 330984 | 330984 | 330984 | 330984
| Staff V (JS5) | 151722 | 151722 | 303444 | 303444 | 303444 | 303444 | 151722 | 151722 | 303444 | 303444 | 303444 | 303444 | 151722 | 151722 | 303444 | 303444 | 303444 | 303444 | 151722 | 151722 | 303444 | 303444 | 303444 | 303444 | 151722 | 151722 | 303444 | 303444 | 303444 | 303444
| Average TCN | 636880.7647 | 636880.7647 | 1273761.5294 | 1273761.5294 | 1273761.5294 | 1273761.5294 | 636880.7647 | 636880.7647 | 1273761.5294 | 1273761.5294 | 1273761.5294 | 1273761.5294 | 636880.7647 | 636880.7647 | 1273761.5294 | 1273761.5294 | 1273761.5294 | 1273761.5294 | 636880.7647 | 636880.7647 | 1273761.5294 | 1273761.5294 | 1273761.5294 | 1273761.5294 | 636880.7647 | 636880.7647 | 1273761.5294 | 1273761.5294 | 1273761.5294 | 1273761.5294
HeadQuarters (HQ) | Managing Director / CEO (EG1) | 1397961 | 1397961 | 2795922 | 2795922 | 2795922 | 2795922 | 1397961 | 1397961 | 2795922 | 2795922 | 2795922 | 2795922 | 1397961 | 1397961 | 2795922 | 2795922 | 2795922 | 2795922 | 1397961 | 1397961 | 2795922 | 2795922 | 2795922 | 2795922 | 1397961 | 1397961 | 2795922 | 2795922 | 2795922 | 2795922
| Executive Director (EG2) | 1207863 | 1207863 | 2415726 | 2415726 | 2415726 | 2415726 | 1207863 | 1207863 | 2415726 | 2415726 | 2415726 | 2415726 | 1207863 | 1207863 | 2415726 | 2415726 | 2415726 | 2415726 | 1207863 | 1207863 | 2415726 | 2415726 | 2415726 | 2415726 | 1207863 | 1207863 | 2415726 | 2415726 | 2415726 | 2415726
| General Manager (EG3) | 1054647 | 1054647 | 2109294 | 2109294 | 2109294 | 2109294 | 1054647 | 1054647 | 2109294 | 2109294 | 2109294 | 2109294 | 1054647 | 1054647 | 2109294 | 2109294 | 2109294 | 2109294 | 1054647 | 1054647 | 2109294 | 2109294 | 2109294 | 2109294 | 1054647 | 1054647 | 2109294 | 2109294 | 2109294 | 2109294
| Assistant General Manager (SM1) | 1047897 | 1047897 | 2095794 | 2095794 | 2095794 | 2095794 | 1047897 | 1047897 | 2095794 | 2095794 | 2095794 | 2095794 | 1047897 | 1047897 | 2095794 | 2095794 | 2095794 | 2095794 | 1047897 | 1047897 | 2095794 | 2095794 | 2095794 | 2095794 | 1047897 | 1047897 | 2095794 | 2095794 | 2095794 | 2095794
| Principal Manager (SM2) | 1002474 | 1002474 | 2004948 | 2004948 | 2004948 | 2004948 | 1002474 | 1002474 | 2004948 | 2004948 | 2004948 | 2004948 | 1002474 | 1002474 | 2004948 | 2004948 | 2004948 | 2004948 | 1002474 | 1002474 | 2004948 | 2004948 | 2004948 | 2004948 | 1002474 | 1002474 | 2004948 | 2004948 | 2004948 | 2004948
| Senior Manager (SM3) | 968427 | 968427 | 1936854 | 1936854 | 1936854 | 1936854 | 968427 | 968427 | 1936854 | 1936854 | 1936854 | 1936854 | 968427 | 968427 | 1936854 | 1936854 | 1936854 | 1936854 | 968427 | 968427 | 1936854 | 1936854 | 1936854 | 1936854 | 968427 | 968427 | 1936854 | 1936854 | 1936854 | 1936854
| Manager (MM1) | 939816 | 939816 | 1879632 | 1879632 | 1879632 | 1879632 | 939816 | 939816 | 1879632 | 1879632 | 1879632 | 1879632 | 939816 | 939816 | 1879632 | 1879632 | 1879632 | 1879632 | 939816 | 939816 | 1879632 | 1879632 | 1879632 | 1879632 | 939816 | 939816 | 1879632 | 1879632 | 1879632 | 1879632
| Assistant Manager (MM3) | 652095 | 652095 | 1304190 | 1304190 | 1304190 | 1304190 | 652095 | 652095 | 1304190 | 1304190 | 1304190 | 1304190 | 652095 | 652095 | 1304190 | 1304190 | 1304190 | 1304190 | 652095 | 652095 | 1304190 | 1304190 | 1304190 | 1304190 | 652095 | 652095 | 1304190 | 1304190 | 1304190 | 1304190
| Officer I (SS1) | 519921 | 519921 | 1039842 | 1039842 | 1039842 | 1039842 | 519921 | 519921 | 1039842 | 1039842 | 1039842 | 1039842 | 519921 | 519921 | 1039842 | 1039842 | 1039842 | 1039842 | 519921 | 519921 | 1039842 | 1039842 | 1039842 | 1039842 | 519921 | 519921 | 1039842 | 1039842 | 1039842 | 1039842
| Officer II (SS2) | 443709 | 443709 | 887418 | 887418 | 887418 | 887418 | 443709 | 443709 | 887418 | 887418 | 887418 | 887418 | 443709 | 443709 | 887418 | 887418 | 887418 | 887418 | 443709 | 443709 | 887418 | 887418 | 887418 | 887418 | 443709 | 443709 | 887418 | 887418 | 887418 | 887418
| Officer III (SS3) | 347553 | 347553 | 695106 | 695106 | 695106 | 695106 | 347553 | 347553 | 695106 | 695106 | 695106 | 695106 | 347553 | 347553 | 695106 | 695106 | 695106 | 695106 | 347553 | 347553 | 695106 | 695106 | 695106 | 695106 | 347553 | 347553 | 695106 | 695106 | 695106 | 695106
| Officer IV (SS4) | 279738 | 279738 | 559476 | 559476 | 559476 | 559476 | 279738 | 279738 | 559476 | 559476 | 559476 | 559476 | 279738 | 279738 | 559476 | 559476 | 559476 | 559476 | 279738 | 279738 | 559476 | 559476 | 559476 | 559476 | 279738 | 279738 | 559476 | 559476 | 559476 | 559476
| Staff I (JS1) | 245826 | 245826 | 491652 | 491652 | 491652 | 491652 | 245826 | 245826 | 491652 | 491652 | 491652 | 491652 | 245826 | 245826 | 491652 | 491652 | 491652 | 491652 | 245826 | 245826 | 491652 | 491652 | 491652 | 491652 | 245826 | 245826 | 491652 | 491652 | 491652 | 491652
| Staff II (JS2) | 206982 | 206982 | 413964 | 413964 | 413964 | 413964 | 206982 | 206982 | 413964 | 413964 | 413964 | 413964 | 206982 | 206982 | 413964 | 413964 | 413964 | 413964 | 206982 | 206982 | 413964 | 413964 | 413964 | 413964 | 206982 | 206982 | 413964 | 413964 | 413964 | 413964
| Staff III (JS3) | 194850 | 194850 | 389700 | 389700 | 389700 | 389700 | 194850 | 194850 | 389700 | 389700 | 389700 | 389700 | 194850 | 194850 | 389700 | 389700 | 389700 | 389700 | 194850 | 194850 | 389700 | 389700 | 389700 | 389700 | 194850 | 194850 | 389700 | 389700 | 389700 | 389700
| Staff IV (JS4) | 165492 | 165492 | 330984 | 330984 | 330984 | 330984 | 165492 | 165492 | 330984 | 330984 | 330984 | 330984 | 165492 | 165492 | 330984 | 330984 | 330984 | 330984 | 165492 | 165492 | 330984 | 330984 | 330984 | 330984 | 165492 | 165492 | 330984 | 330984 | 330984 | 330984
| Staff V (JS5) | 151722 | 151722 | 303444 | 303444 | 303444 | 303444 | 151722 | 151722 | 303444 | 303444 | 303444 | 303444 | 151722 | 151722 | 303444 | 303444 | 303444 | 303444 | 151722 | 151722 | 303444 | 303444 | 303444 | 303444 | 151722 | 151722 | 303444 | 303444 | 303444 | 303444
| HeadQuarters (HQ) Average | 636880.7647 | 636880.7647 | 1273761.5294 | 1273761.5294 | 1273761.5294 | 1273761.5294 | 636880.7647 | 636880.7647 | 1273761.5294 | 1273761.5294 | 1273761.5294 | 1273761.5294 | 636880.7647 | 636880.7647 | 1273761.5294 | 1273761.5294 | 1273761.5294 | 1273761.5294 | 636880.7647 | 636880.7647 | 1273761.5294 | 1273761.5294 | 1273761.5294 | 1273761.5294 | 636880.7647 | 636880.7647 | 1273761.5294 | 1273761.5294 | 1273761.5294 | 1273761.5294
Bauchi Region | Managing Director / CEO (EG1) | 1397961 | 1397961 | 2795922 | 2795922 | 2795922 | 2795922 | 1397961 | 1397961 | 2795922 | 2795922 | 2795922 | 2795922 | 1397961 | 1397961 | 2795922 | 2795922 | 2795922 | 2795922
| Executive Director (EG2) | 1207863 | 1207863 | 2415726 | 2415726 | 2415726 | 2415726 | 1207863 | 1207863 | 2415726 | 2415726 | 2415726 | 2415726 | 1207863 | 1207863 | 2415726 | 2415726 | 2415726 | 2415726
| General Manager (EG3) | 1054647 | 1054647 | 2109294 | 2109294 | 2109294 | 2109294 | 1054647 | 1054647 | 2109294 | 2109294 | 2109294 | 2109294 | 1054647 | 1054647 | 2109294 | 2109294 | 2109294 | 2109294
| Assistant General Manager (SM1) | 1047897 | 1047897 | 2095794 | 2095794 | 2095794 | 2095794 | 1047897 | 1047897 | 2095794 | 2095794 | 2095794 | 2095794 | 1047897 | 1047897 | 2095794 | 2095794 | 2095794 | 2095794
| Principal Manager (SM2) | 1002474 | 1002474 | 2004948 | 2004948 | 2004948 | 2004948 | 1002474 | 1002474 | 2004948 | 2004948 | 2004948 | 2004948 | 1002474 | 1002474 | 2004948 | 2004948 | 2004948 | 2004948
| Senior Manager (SM3) | 968427 | 968427 | 1936854 | 1936854 | 1936854 | 1936854 | 968427 | 968427 | 1936854 | 1936854 | 1936854 | 1936854 | 968427 | 968427 | 1936854 | 1936854 | 1936854 | 1936854
| Manager (MM1) | 939816 | 939816 | 1879632 | 1879632 | 1879632 | 1879632 | 939816 | 939816 | 1879632 | 1879632 | 1879632 | 1879632 | 939816 | 939816 | 1879632 | 1879632 | 1879632 | 1879632
| Assistant Manager (MM3) | 652095 | 652095 | 1304190 | 1304190 | 1304190 | 1304190 | 652095 | 652095 | 1304190 | 1304190 | 1304190 | 1304190 | 652095 | 652095 | 1304190 | 1304190 | 1304190 | 1304190
| Officer I (SS1) | 519921 | 519921 | 1039842 | 1039842 | 1039842 | 1039842 | 519921 | 519921 | 1039842 | 1039842 | 1039842 | 1039842 | 519921 | 519921 | 1039842 | 1039842 | 1039842 | 1039842
| Officer II (SS2) | 443709 | 443709 | 887418 | 887418 | 887418 | 887418 | 443709 | 443709 | 887418 | 887418 | 887418 | 887418 | 443709 | 443709 | 887418 | 887418 | 887418 | 887418
| Officer III (SS3) | 347553 | 347553 | 695106 | 695106 | 695106 | 695106 | 347553 | 347553 | 695106 | 695106 | 695106 | 695106 | 347553 | 347553 | 695106 | 695106 | 695106 | 695106
| Officer IV (SS4) | 279738 | 279738 | 559476 | 559476 | 559476 | 559476 | 279738 | 279738 | 559476 | 559476 | 559476 | 559476 | 279738 | 279738 | 559476 | 559476 | 559476 | 559476
| Staff I (JS1) | 245826 | 245826 | 491652 | 491652 | 491652 | 491652 | 245826 | 245826 | 491652 | 491652 | 491652 | 491652 | 245826 | 245826 | 491652 | 491652 | 491652 | 491652
| Staff II (JS2) | 206982 | 206982 | 413964 | 413964 | 413964 | 413964 | 206982 | 206982 | 413964 | 413964 | 413964 | 413964 | 206982 | 206982 | 413964 | 413964 | 413964 | 413964
| Staff III (JS3) | 194850 | 194850 | 389700 | 389700 | 389700 | 389700 | 194850 | 194850 | 389700 | 389700 | 389700 | 389700 | 194850 | 194850 | 389700 | 389700 | 389700 | 389700
| Staff IV (JS4) | 165492 | 165492 | 330984 | 330984 | 330984 | 330984 | 165492 | 165492 | 330984 | 330984 | 330984 | 330984 | 165492 | 165492 | 330984 | 330984 | 330984 | 330984
| Staff V (JS5) | 151722 | 151722 | 303444 | 303444 | 303444 | 303444 | 151722 | 151722 | 303444 | 303444 | 303444 | 303444 | 151722 | 151722 | 303444 | 303444 | 303444 | 303444
| Bauchi Region Average | 636880.7647 | 636880.7647 | 1273761.5294 | 1273761.5294 | 1273761.5294 | 1273761.5294 | 636880.7647 | 636880.7647 | 1273761.5294 | 1273761.5294 | 1273761.5294 | 1273761.5294 | 636880.7647 | 636880.7647 | 1273761.5294 | 1273761.5294 | 1273761.5294 | 1273761.5294
Benin Region | Managing Director / CEO (EG1) | 1397961 | 1397961 | 2795922 | 2795922 | 2795922 | 2795922 | 1397961 | 1397961 | 2795922 | 2795922 | 2795922 | 2795922 | 1397961 | 1397961 | 2795922 | 2795922 | 2795922 | 2795922
| Executive Director (EG2) | 1207863 | 1207863 | 2415726 | 2415726 | 2415726 | 2415726 | 1207863 | 1207863 | 2415726 | 2415726 | 2415726 | 2415726 | 1207863 | 1207863 | 2415726 | 2415726 | 2415726 | 2415726
| General Manager (EG3) | 1054647 | 1054647 | 2109294 | 2109294 | 2109294 | 2109294 | 1054647 | 1054647 | 2109294 | 2109294 | 2109294 | 2109294 | 1054647 | 1054647 | 2109294 | 2109294 | 2109294 | 2109294
| Assistant General Manager (SM1) | 1047897 | 1047897 | 2095794 | 2095794 | 2095794 | 2095794 | 1047897 | 1047897 | 2095794 | 2095794 | 2095794 | 2095794 | 1047897 | 1047897 | 2095794 | 2095794 | 2095794 | 2095794
| Principal Manager (SM2) | 1002474 | 1002474 | 2004948 | 2004948 | 2004948 | 2004948 | 1002474 | 1002474 | 2004948 | 2004948 | 2004948 | 2004948 | 1002474 | 1002474 | 2004948 | 2004948 | 2004948 | 2004948
| Senior Manager (SM3) | 968427 | 968427 | 1936854 | 1936854 | 1936854 | 1936854 | 968427 | 968427 | 1936854 | 1936854 | 1936854 | 1936854 | 968427 | 968427 | 1936854 | 1936854 | 1936854 | 1936854
| Manager (MM1) | 939816 | 939816 | 1879632 | 1879632 | 1879632 | 1879632 | 939816 | 939816 | 1879632 | 1879632 | 1879632 | 1879632 | 939816 | 939816 | 1879632 | 1879632 | 1879632 | 1879632
| Assistant Manager (MM3) | 652095 | 652095 | 1304190 | 1304190 | 1304190 | 1304190 | 652095 | 652095 | 1304190 | 1304190 | 1304190 | 1304190 | 652095 | 652095 | 1304190 | 1304190 | 1304190 | 1304190
| Officer I (SS1) | 519921 | 519921 | 1039842 | 1039842 | 1039842 | 1039842 | 519921 | 519921 | 1039842 | 1039842 | 1039842 | 1039842 | 519921 | 519921 | 1039842 | 1039842 | 1039842 | 1039842
| Officer II (SS2) | 443709 | 443709 | 887418 | 887418 | 887418 | 887418 | 443709 | 443709 | 887418 | 887418 | 887418 | 887418 | 443709 | 443709 | 887418 | 887418 | 887418 | 887418
| Officer III (SS3) | 347553 | 347553 | 695106 | 695106 | 695106 | 695106 | 347553 | 347553 | 695106 | 695106 | 695106 | 695106 | 347553 | 347553 | 695106 | 695106 | 695106 | 695106
| Officer IV (SS4) | 279738 | 279738 | 559476 | 559476 | 559476 | 559476 | 279738 | 279738 | 559476 | 559476 | 559476 | 559476 | 279738 | 279738 | 559476 | 559476 | 559476 | 559476
| Staff I (JS1) | 245826 | 245826 | 491652 | 491652 | 491652 | 491652 | 245826 | 245826 | 491652 | 491652 | 491652 | 491652 | 245826 | 245826 | 491652 | 491652 | 491652 | 491652
| Staff II (JS2) | 206982 | 206982 | 413964 | 413964 | 413964 | 413964 | 206982 | 206982 | 413964 | 413964 | 413964 | 413964 | 206982 | 206982 | 413964 | 413964 | 413964 | 413964
| Staff III (JS3) | 194850 | 194850 | 389700 | 389700 | 389700 | 389700 | 194850 | 194850 | 389700 | 389700 | 389700 | 389700 | 194850 | 194850 | 389700 | 389700 | 389700 | 389700
| Staff IV (JS4) | 165492 | 165492 | 330984 | 330984 | 330984 | 330984 | 165492 | 165492 | 330984 | 330984 | 330984 | 330984 | 165492 | 165492 | 330984 | 330984 | 330984 | 330984
| Staff V (JS5) | 151722 | 151722 | 303444 | 303444 | 303444 | 303444 | 151722 | 151722 | 303444 | 303444 | 303444 | 303444 | 151722 | 151722 | 303444 | 303444 | 303444 | 303444
| Benin Region Average | 636880.7647 | 636880.7647 | 1273761.5294 | 1273761.5294 | 1273761.5294 | 1273761.5294 | 636880.7647 | 636880.7647 | 1273761.5294 | 1273761.5294 | 1273761.5294 | 1273761.5294 | 636880.7647 | 636880.7647 | 1273761.5294 | 1273761.5294 | 1273761.5294 | 1273761.5294
Enugu Region | Managing Director / CEO (EG1) | 1397961 | 1397961 | 2795922 | 2795922 | 2795922 | 2795922 | 1397961 | 1397961 | 2795922 | 2795922 | 2795922 | 2795922 | 1397961 | 1397961 | 2795922 | 2795922 | 2795922 | 2795922
| Executive Director (EG2) | 1207863 | 1207863 | 2415726 | 2415726 | 2415726 | 2415726 | 1207863 | 1207863 | 2415726 | 2415726 | 2415726 | 2415726 | 1207863 | 1207863 | 2415726 | 2415726 | 2415726 | 2415726
| General Manager (EG3) | 1054647 | 1054647 | 2109294 | 2109294 | 2109294 | 2109294 | 1054647 | 1054647 | 2109294 | 2109294 | 2109294 | 2109294 | 1054647 | 1054647 | 2109294 | 2109294 | 2109294 | 2109294
| Assistant General Manager (SM1) | 1047897 | 1047897 | 2095794 | 2095794 | 2095794 | 2095794 | 1047897 | 1047897 | 2095794 | 2095794 | 2095794 | 2095794 | 1047897 | 1047897 | 2095794 | 2095794 | 2095794 | 2095794
| Principal Manager (SM2) | 1002474 | 1002474 | 2004948 | 2004948 | 2004948 | 2004948 | 1002474 | 1002474 | 2004948 | 2004948 | 2004948 | 2004948 | 1002474 | 1002474 | 2004948 | 2004948 | 2004948 | 2004948
| Senior Manager (SM3) | 968427 | 968427 | 1936854 | 1936854 | 1936854 | 1936854 | 968427 | 968427 | 1936854 | 1936854 | 1936854 | 1936854 | 968427 | 968427 | 1936854 | 1936854 | 1936854 | 1936854
| Manager (MM1) | 939816 | 939816 | 1879632 | 1879632 | 1879632 | 1879632 | 939816 | 939816 | 1879632 | 1879632 | 1879632 | 1879632 | 939816 | 939816 | 1879632 | 1879632 | 1879632 | 1879632
| Assistant Manager (MM3) | 652095 | 652095 | 1304190 | 1304190 | 1304190 | 1304190 | 652095 | 652095 | 1304190 | 1304190 | 1304190 | 1304190 | 652095 | 652095 | 1304190 | 1304190 | 1304190 | 1304190
| Officer I (SS1) | 519921 | 519921 | 1039842 | 1039842 | 1039842 | 1039842 | 519921 | 519921 | 1039842 | 1039842 | 1039842 | 1039842 | 519921 | 519921 | 1039842 | 1039842 | 1039842 | 1039842
| Officer II (SS2) | 443709 | 443709 | 887418 | 887418 | 887418 | 887418 | 443709 | 443709 | 887418 | 887418 | 887418 | 887418 | 443709 | 443709 | 887418 | 887418 | 887418 | 887418
| Officer III (SS3) | 347553 | 347553 | 695106 | 695106 | 695106 | 695106 | 347553 | 347553 | 695106 | 695106 | 695106 | 695106 | 347553 | 347553 | 695106 | 695106 | 695106 | 695106
| Officer IV (SS4) | 279738 | 279738 | 559476 | 559476 | 559476 | 559476 | 279738 | 279738 | 559476 | 559476 | 559476 | 559476 | 279738 | 279738 | 559476 | 559476 | 559476 | 559476
| Staff I (JS1) | 245826 | 245826 | 491652 | 491652 | 491652 | 491652 | 245826 | 245826 | 491652 | 491652 | 491652 | 491652 | 245826 | 245826 | 491652 | 491652 | 491652 | 491652
| Staff II (JS2) | 206982 | 206982 | 413964 | 413964 | 413964 | 413964 | 206982 | 206982 | 413964 | 413964 | 413964 | 413964 | 206982 | 206982 | 413964 | 413964 | 413964 | 413964
| Staff III (JS3) | 194850 | 194850 | 389700 | 389700 | 389700 | 389700 | 194850 | 194850 | 389700 | 389700 | 389700 | 389700 | 194850 | 194850 | 389700 | 389700 | 389700 | 389700
| Staff IV (JS4) | 165492 | 165492 | 330984 | 330984 | 330984 | 330984 | 165492 | 165492 | 330984 | 330984 | 330984 | 330984 | 165492 | 165492 | 330984 | 330984 | 330984 | 330984
| Staff V (JS5) | 151722 | 151722 | 303444 | 303444 | 303444 | 303444 | 151722 | 151722 | 303444 | 303444 | 303444 | 303444 | 151722 | 151722 | 303444 | 303444 | 303444 | 303444
| Enugu Region Average | 636880.7647 | 636880.7647 | 1273761.5294 | 1273761.5294 | 1273761.5294 | 1273761.5294 | 636880.7647 | 636880.7647 | 1273761.5294 | 1273761.5294 | 1273761.5294 | 1273761.5294 | 636880.7647 | 636880.7647 | 1273761.5294 | 1273761.5294 | 1273761.5294 | 1273761.5294
Kaduna Region | Managing Director / CEO (EG1) | 1397961 | 1397961 | 2795922 | 2795922 | 2795922 | 2795922 | 1397961 | 1397961 | 2795922 | 2795922 | 2795922 | 2795922 | 1397961 | 1397961 | 2795922 | 2795922 | 2795922 | 2795922
| Executive Director (EG2) | 1207863 | 1207863 | 2415726 | 2415726 | 2415726 | 2415726 | 1207863 | 1207863 | 2415726 | 2415726 | 2415726 | 2415726 | 1207863 | 1207863 | 2415726 | 2415726 | 2415726 | 2415726
| General Manager (EG3) | 1054647 | 1054647 | 2109294 | 2109294 | 2109294 | 2109294 | 1054647 | 1054647 | 2109294 | 2109294 | 2109294 | 2109294 | 1054647 | 1054647 | 2109294 | 2109294 | 2109294 | 2109294
| Assistant General Manager (SM1) | 1047897 | 1047897 | 2095794 | 2095794 | 2095794 | 2095794 | 1047897 | 1047897 | 2095794 | 2095794 | 2095794 | 2095794 | 1047897 | 1047897 | 2095794 | 2095794 | 2095794 | 2095794
| Principal Manager (SM2) | 1002474 | 1002474 | 2004948 | 2004948 | 2004948 | 2004948 | 1002474 | 1002474 | 2004948 | 2004948 | 2004948 | 2004948 | 1002474 | 1002474 | 2004948 | 2004948 | 2004948 | 2004948
| Senior Manager (SM3) | 968427 | 968427 | 1936854 | 1936854 | 1936854 | 1936854 | 968427 | 968427 | 1936854 | 1936854 | 1936854 | 1936854 | 968427 | 968427 | 1936854 | 1936854 | 1936854 | 1936854
| Manager (MM1) | 939816 | 939816 | 1879632 | 1879632 | 1879632 | 1879632 | 939816 | 939816 | 1879632 | 1879632 | 1879632 | 1879632 | 939816 | 939816 | 1879632 | 1879632 | 1879632 | 1879632
| Assistant Manager (MM3) | 652095 | 652095 | 1304190 | 1304190 | 1304190 | 1304190 | 652095 | 652095 | 1304190 | 1304190 | 1304190 | 1304190 | 652095 | 652095 | 1304190 | 1304190 | 1304190 | 1304190
| Officer I (SS1) | 519921 | 519921 | 1039842 | 1039842 | 1039842 | 1039842 | 519921 | 519921 | 1039842 | 1039842 | 1039842 | 1039842 | 519921 | 519921 | 1039842 | 1039842 | 1039842 | 1039842
| Officer II (SS2) | 443709 | 443709 | 887418 | 887418 | 887418 | 887418 | 443709 | 443709 | 887418 | 887418 | 887418 | 887418 | 443709 | 443709 | 887418 | 887418 | 887418 | 887418
| Officer III (SS3) | 347553 | 347553 | 695106 | 695106 | 695106 | 695106 | 347553 | 347553 | 695106 | 695106 | 695106 | 695106 | 347553 | 347553 | 695106 | 695106 | 695106 | 695106
| Officer IV (SS4) | 279738 | 279738 | 559476 | 559476 | 559476 | 559476 | 279738 | 279738 | 559476 | 559476 | 559476 | 559476 | 279738 | 279738 | 559476 | 559476 | 559476 | 559476
| Staff I (JS1) | 245826 | 245826 | 491652 | 491652 | 491652 | 491652 | 245826 | 245826 | 491652 | 491652 | 491652 | 491652 | 245826 | 245826 | 491652 | 491652 | 491652 | 491652
| Staff II (JS2) | 206982 | 206982 | 413964 | 413964 | 413964 | 413964 | 206982 | 206982 | 413964 | 413964 | 413964 | 413964 | 206982 | 206982 | 413964 | 413964 | 413964 | 413964
| Staff III (JS3) | 194850 | 194850 | 389700 | 389700 | 389700 | 389700 | 194850 | 194850 | 389700 | 389700 | 389700 | 389700 | 194850 | 194850 | 389700 | 389700 | 389700 | 389700
| Staff IV (JS4) | 165492 | 165492 | 330984 | 330984 | 330984 | 330984 | 165492 | 165492 | 330984 | 330984 | 330984 | 330984 | 165492 | 165492 | 330984 | 330984 | 330984 | 330984
| Staff V (JS5) | 151722 | 151722 | 303444 | 303444 | 303444 | 303444 | 151722 | 151722 | 303444 | 303444 | 303444 | 303444 | 151722 | 151722 | 303444 | 303444 | 303444 | 303444
| Kaduna Region Average | 636880.7647 | 636880.7647 | 1273761.5294 | 1273761.5294 | 1273761.5294 | 1273761.5294 | 636880.7647 | 636880.7647 | 1273761.5294 | 1273761.5294 | 1273761.5294 | 1273761.5294 | 636880.7647 | 636880.7647 | 1273761.5294 | 1273761.5294 | 1273761.5294 | 1273761.5294
Lagos Region | Managing Director / CEO (EG1) | 1397961 | 1397961 | 2795922 | 2795922 | 2795922 | 2795922 | 1397961 | 1397961 | 2795922 | 2795922 | 2795922 | 2795922 | 1397961 | 1397961 | 2795922 | 2795922 | 2795922 | 2795922
| Executive Director (EG2) | 1207863 | 1207863 | 2415726 | 2415726 | 2415726 | 2415726 | 1207863 | 1207863 | 2415726 | 2415726 | 2415726 | 2415726 | 1207863 | 1207863 | 2415726 | 2415726 | 2415726 | 2415726
| General Manager (EG3) | 1054647 | 1054647 | 2109294 | 2109294 | 2109294 | 2109294 | 1054647 | 1054647 | 2109294 | 2109294 | 2109294 | 2109294 | 1054647 | 1054647 | 2109294 | 2109294 | 2109294 | 2109294
| Assistant General Manager (SM1) | 1047897 | 1047897 | 2095794 | 2095794 | 2095794 | 2095794 | 1047897 | 1047897 | 2095794 | 2095794 | 2095794 | 2095794 | 1047897 | 1047897 | 2095794 | 2095794 | 2095794 | 2095794
| Principal Manager (SM2) | 1002474 | 1002474 | 2004948 | 2004948 | 2004948 | 2004948 | 1002474 | 1002474 | 2004948 | 2004948 | 2004948 | 2004948 | 1002474 | 1002474 | 2004948 | 2004948 | 2004948 | 2004948
| Senior Manager (SM3) | 968427 | 968427 | 1936854 | 1936854 | 1936854 | 1936854 | 968427 | 968427 | 1936854 | 1936854 | 1936854 | 1936854 | 968427 | 968427 | 1936854 | 1936854 | 1936854 | 1936854
| Manager (MM1) | 939816 | 939816 | 1879632 | 1879632 | 1879632 | 1879632 | 939816 | 939816 | 1879632 | 1879632 | 1879632 | 1879632 | 939816 | 939816 | 1879632 | 1879632 | 1879632 | 1879632
| Assistant Manager (MM3) | 652095 | 652095 | 1304190 | 1304190 | 1304190 | 1304190 | 652095 | 652095 | 1304190 | 1304190 | 1304190 | 1304190 | 652095 | 652095 | 1304190 | 1304190 | 1304190 | 1304190
| Officer I (SS1) | 519921 | 519921 | 1039842 | 1039842 | 1039842 | 1039842 | 519921 | 519921 | 1039842 | 1039842 | 1039842 | 1039842 | 519921 | 519921 | 1039842 | 1039842 | 1039842 | 1039842
| Officer II (SS2) | 443709 | 443709 | 887418 | 887418 | 887418 | 887418 | 443709 | 443709 | 887418 | 887418 | 887418 | 887418 | 443709 | 443709 | 887418 | 887418 | 887418 | 887418
| Officer III (SS3) | 347553 | 347553 | 695106 | 695106 | 695106 | 695106 | 347553 | 347553 | 695106 | 695106 | 695106 | 695106 | 347553 | 347553 | 695106 | 695106 | 695106 | 695106
| Officer IV (SS4) | 279738 | 279738 | 559476 | 559476 | 559476 | 559476 | 279738 | 279738 | 559476 | 559476 | 559476 | 559476 | 279738 | 279738 | 559476 | 559476 | 559476 | 559476
| Staff I (JS1) | 245826 | 245826 | 491652 | 491652 | 491652 | 491652 | 245826 | 245826 | 491652 | 491652 | 491652 | 491652 | 245826 | 245826 | 491652 | 491652 | 491652 | 491652
| Staff II (JS2) | 206982 | 206982 | 413964 | 413964 | 413964 | 413964 | 206982 | 206982 | 413964 | 413964 | 413964 | 413964 | 206982 | 206982 | 413964 | 413964 | 413964 | 413964
| Staff III (JS3) | 194850 | 194850 | 389700 | 389700 | 389700 | 389700 | 194850 | 194850 | 389700 | 389700 | 389700 | 389700 | 194850 | 194850 | 389700 | 389700 | 389700 | 389700
| Staff IV (JS4) | 165492 | 165492 | 330984 | 330984 | 330984 | 330984 | 165492 | 165492 | 330984 | 330984 | 330984 | 330984 | 165492 | 165492 | 330984 | 330984 | 330984 | 330984
| Staff V (JS5) | 151722 | 151722 | 303444 | 303444 | 303444 | 303444 | 151722 | 151722 | 303444 | 303444 | 303444 | 303444 | 151722 | 151722 | 303444 | 303444 | 303444 | 303444
| Lagos Region Average | 636880.7647 | 636880.7647 | 1273761.5294 | 1273761.5294 | 1273761.5294 | 1273761.5294 | 636880.7647 | 636880.7647 | 1273761.5294 | 1273761.5294 | 1273761.5294 | 1273761.5294 | 636880.7647 | 636880.7647 | 1273761.5294 | 1273761.5294 | 1273761.5294 | 1273761.5294
Osogbo Region | Managing Director / CEO (EG1) | 1397961 | 1397961 | 2795922 | 2795922 | 2795922 | 2795922 | 1397961 | 1397961 | 2795922 | 2795922 | 2795922 | 2795922 | 1397961 | 1397961 | 2795922 | 2795922 | 2795922 | 2795922
| Executive Director (EG2) | 1207863 | 1207863 | 2415726 | 2415726 | 2415726 | 2415726 | 1207863 | 1207863 | 2415726 | 2415726 | 2415726 | 2415726 | 1207863 | 1207863 | 2415726 | 2415726 | 2415726 | 2415726
| General Manager (EG3) | 1054647 | 1054647 | 2109294 | 2109294 | 2109294 | 2109294 | 1054647 | 1054647 | 2109294 | 2109294 | 2109294 | 2109294 | 1054647 | 1054647 | 2109294 | 2109294 | 2109294 | 2109294
| Assistant General Manager (SM1) | 1047897 | 1047897 | 2095794 | 2095794 | 2095794 | 2095794 | 1047897 | 1047897 | 2095794 | 2095794 | 2095794 | 2095794 | 1047897 | 1047897 | 2095794 | 2095794 | 2095794 | 2095794
| Principal Manager (SM2) | 1002474 | 1002474 | 2004948 | 2004948 | 2004948 | 2004948 | 1002474 | 1002474 | 2004948 | 2004948 | 2004948 | 2004948 | 1002474 | 1002474 | 2004948 | 2004948 | 2004948 | 2004948
| Senior Manager (SM3) | 968427 | 968427 | 1936854 | 1936854 | 1936854 | 1936854 | 968427 | 968427 | 1936854 | 1936854 | 1936854 | 1936854 | 968427 | 968427 | 1936854 | 1936854 | 1936854 | 1936854
| Manager (MM1) | 939816 | 939816 | 1879632 | 1879632 | 1879632 | 1879632 | 939816 | 939816 | 1879632 | 1879632 | 1879632 | 1879632 | 939816 | 939816 | 1879632 | 1879632 | 1879632 | 1879632
| Assistant Manager (MM3) | 652095 | 652095 | 1304190 | 1304190 | 1304190 | 1304190 | 652095 | 652095 | 1304190 | 1304190 | 1304190 | 1304190 | 652095 | 652095 | 1304190 | 1304190 | 1304190 | 1304190
| Officer I (SS1) | 519921 | 519921 | 1039842 | 1039842 | 1039842 | 1039842 | 519921 | 519921 | 1039842 | 1039842 | 1039842 | 1039842 | 519921 | 519921 | 1039842 | 1039842 | 1039842 | 1039842
| Officer II (SS2) | 443709 | 443709 | 887418 | 887418 | 887418 | 887418 | 443709 | 443709 | 887418 | 887418 | 887418 | 887418 | 443709 | 443709 | 887418 | 887418 | 887418 | 887418
| Officer III (SS3) | 347553 | 347553 | 695106 | 695106 | 695106 | 695106 | 347553 | 347553 | 695106 | 695106 | 695106 | 695106 | 347553 | 347553 | 695106 | 695106 | 695106 | 695106
| Officer IV (SS4) | 279738 | 279738 | 559476 | 559476 | 559476 | 559476 | 279738 | 279738 | 559476 | 559476 | 559476 | 559476 | 279738 | 279738 | 559476 | 559476 | 559476 | 559476
| Staff I (JS1) | 245826 | 245826 | 491652 | 491652 | 491652 | 491652 | 245826 | 245826 | 491652 | 491652 | 491652 | 491652 | 245826 | 245826 | 491652 | 491652 | 491652 | 491652
| Staff II (JS2) | 206982 | 206982 | 413964 | 413964 | 413964 | 413964 | 206982 | 206982 | 413964 | 413964 | 413964 | 413964 | 206982 | 206982 | 413964 | 413964 | 413964 | 413964
| Staff III (JS3) | 194850 | 194850 | 389700 | 389700 | 389700 | 389700 | 194850 | 194850 | 389700 | 389700 | 389700 | 389700 | 194850 | 194850 | 389700 | 389700 | 389700 | 389700
| Staff IV (JS4) | 165492 | 165492 | 330984 | 330984 | 330984 | 330984 | 165492 | 165492 | 330984 | 330984 | 330984 | 330984 | 165492 | 165492 | 330984 | 330984 | 330984 | 330984
| Staff V (JS5) | 151722 | 151722 | 303444 | 303444 | 303444 | 303444 | 151722 | 151722 | 303444 | 303444 | 303444 | 303444 | 151722 | 151722 | 303444 | 303444 | 303444 | 303444
| Osogbo Region Average | 636880.7647 | 636880.7647 | 1273761.5294 | 1273761.5294 | 1273761.5294 | 1273761.5294 | 636880.7647 | 636880.7647 | 1273761.5294 | 1273761.5294 | 1273761.5294 | 1273761.5294 | 636880.7647 | 636880.7647 | 1273761.5294 | 1273761.5294 | 1273761.5294 | 1273761.5294
Port Harcourt Region | Managing Director / CEO (EG1) | 1397961 | 1397961 | 2795922 | 2795922 | 2795922 | 2795922 | 1397961 | 1397961 | 2795922 | 2795922 | 2795922 | 2795922 | 1397961 | 1397961 | 2795922 | 2795922 | 2795922 | 2795922
| Executive Director (EG2) | 1207863 | 1207863 | 2415726 | 2415726 | 2415726 | 2415726 | 1207863 | 1207863 | 2415726 | 2415726 | 2415726 | 2415726 | 1207863 | 1207863 | 2415726 | 2415726 | 2415726 | 2415726
| General Manager (EG3) | 1054647 | 1054647 | 2109294 | 2109294 | 2109294 | 2109294 | 1054647 | 1054647 | 2109294 | 2109294 | 2109294 | 2109294 | 1054647 | 1054647 | 2109294 | 2109294 | 2109294 | 2109294
| Assistant General Manager (SM1) | 1047897 | 1047897 | 2095794 | 2095794 | 2095794 | 2095794 | 1047897 | 1047897 | 2095794 | 2095794 | 2095794 | 2095794 | 1047897 | 1047897 | 2095794 | 2095794 | 2095794 | 2095794
| Principal Manager (SM2) | 1002474 | 1002474 | 2004948 | 2004948 | 2004948 | 2004948 | 1002474 | 1002474 | 2004948 | 2004948 | 2004948 | 2004948 | 1002474 | 1002474 | 2004948 | 2004948 | 2004948 | 2004948
| Senior Manager (SM3) | 968427 | 968427 | 1936854 | 1936854 | 1936854 | 1936854 | 968427 | 968427 | 1936854 | 1936854 | 1936854 | 1936854 | 968427 | 968427 | 1936854 | 1936854 | 1936854 | 1936854
| Manager (MM1) | 939816 | 939816 | 1879632 | 1879632 | 1879632 | 1879632 | 939816 | 939816 | 1879632 | 1879632 | 1879632 | 1879632 | 939816 | 939816 | 1879632 | 1879632 | 1879632 | 1879632
| Assistant Manager (MM3) | 652095 | 652095 | 1304190 | 1304190 | 1304190 | 1304190 | 652095 | 652095 | 1304190 | 1304190 | 1304190 | 1304190 | 652095 | 652095 | 1304190 | 1304190 | 1304190 | 1304190
| Officer I (SS1) | 519921 | 519921 | 1039842 | 1039842 | 1039842 | 1039842 | 519921 | 519921 | 1039842 | 1039842 | 1039842 | 1039842 | 519921 | 519921 | 1039842 | 1039842 | 1039842 | 1039842
| Officer II (SS2) | 443709 | 443709 | 887418 | 887418 | 887418 | 887418 | 443709 | 443709 | 887418 | 887418 | 887418 | 887418 | 443709 | 443709 | 887418 | 887418 | 887418 | 887418
| Officer III (SS3) | 347553 | 347553 | 695106 | 695106 | 695106 | 695106 | 347553 | 347553 | 695106 | 695106 | 695106 | 695106 | 347553 | 347553 | 695106 | 695106 | 695106 | 695106
| Officer IV (SS4) | 279738 | 279738 | 559476 | 559476 | 559476 | 559476 | 279738 | 279738 | 559476 | 559476 | 559476 | 559476 | 279738 | 279738 | 559476 | 559476 | 559476 | 559476
| Staff I (JS1) | 245826 | 245826 | 491652 | 491652 | 491652 | 491652 | 245826 | 245826 | 491652 | 491652 | 491652 | 491652 | 245826 | 245826 | 491652 | 491652 | 491652 | 491652
| Staff II (JS2) | 206982 | 206982 | 413964 | 413964 | 413964 | 413964 | 206982 | 206982 | 413964 | 413964 | 413964 | 413964 | 206982 | 206982 | 413964 | 413964 | 413964 | 413964
| Staff III (JS3) | 194850 | 194850 | 389700 | 389700 | 389700 | 389700 | 194850 | 194850 | 389700 | 389700 | 389700 | 389700 | 194850 | 194850 | 389700 | 389700 | 389700 | 389700
| Staff IV (JS4) | 165492 | 165492 | 330984 | 330984 | 330984 | 330984 | 165492 | 165492 | 330984 | 330984 | 330984 | 330984 | 165492 | 165492 | 330984 | 330984 | 330984 | 330984
| Staff V (JS5) | 151722 | 151722 | 303444 | 303444 | 303444 | 303444 | 151722 | 151722 | 303444 | 303444 | 303444 | 303444 | 151722 | 151722 | 303444 | 303444 | 303444 | 303444
| Port Harcourt Region Average | 636880.7647 | 636880.7647 | 1273761.5294 | 1273761.5294 | 1273761.5294 | 1273761.5294 | 636880.7647 | 636880.7647 | 1273761.5294 | 1273761.5294 | 1273761.5294 | 1273761.5294 | 636880.7647 | 636880.7647 | 1273761.5294 | 1273761.5294 | 1273761.5294 | 1273761.5294
Shiroro Region | Managing Director / CEO (EG1) | 1397961 | 1397961 | 2795922 | 2795922 | 2795922 | 2795922 | 1397961 | 1397961 | 2795922 | 2795922 | 2795922 | 2795922 | 1397961 | 1397961 | 2795922 | 2795922 | 2795922 | 2795922
| Executive Director (EG2) | 1207863 | 1207863 | 2415726 | 2415726 | 2415726 | 2415726 | 1207863 | 1207863 | 2415726 | 2415726 | 2415726 | 2415726 | 1207863 | 1207863 | 2415726 | 2415726 | 2415726 | 2415726
| General Manager (EG3) | 1054647 | 1054647 | 2109294 | 2109294 | 2109294 | 2109294 | 1054647 | 1054647 | 2109294 | 2109294 | 2109294 | 2109294 | 1054647 | 1054647 | 2109294 | 2109294 | 2109294 | 2109294
| Assistant General Manager (SM1) | 1047897 | 1047897 | 2095794 | 2095794 | 2095794 | 2095794 | 1047897 | 1047897 | 2095794 | 2095794 | 2095794 | 2095794 | 1047897 | 1047897 | 2095794 | 2095794 | 2095794 | 2095794
| Principal Manager (SM2) | 1002474 | 1002474 | 2004948 | 2004948 | 2004948 | 2004948 | 1002474 | 1002474 | 2004948 | 2004948 | 2004948 | 2004948 | 1002474 | 1002474 | 2004948 | 2004948 | 2004948 | 2004948
| Senior Manager (SM3) | 968427 | 968427 | 1936854 | 1936854 | 1936854 | 1936854 | 968427 | 968427 | 1936854 | 1936854 | 1936854 | 1936854 | 968427 | 968427 | 1936854 | 1936854 | 1936854 | 1936854
| Manager (MM1) | 939816 | 939816 | 1879632 | 1879632 | 1879632 | 1879632 | 939816 | 939816 | 1879632 | 1879632 | 1879632 | 1879632 | 939816 | 939816 | 1879632 | 1879632 | 1879632 | 1879632
| Assistant Manager (MM3) | 652095 | 652095 | 1304190 | 1304190 | 1304190 | 1304190 | 652095 | 652095 | 1304190 | 1304190 | 1304190 | 1304190 | 652095 | 652095 | 1304190 | 1304190 | 1304190 | 1304190
| Officer I (SS1) | 519921 | 519921 | 1039842 | 1039842 | 1039842 | 1039842 | 519921 | 519921 | 1039842 | 1039842 | 1039842 | 1039842 | 519921 | 519921 | 1039842 | 1039842 | 1039842 | 1039842
| Officer II (SS2) | 443709 | 443709 | 887418 | 887418 | 887418 | 887418 | 443709 | 443709 | 887418 | 887418 | 887418 | 887418 | 443709 | 443709 | 887418 | 887418 | 887418 | 887418
| Officer III (SS3) | 347553 | 347553 | 695106 | 695106 | 695106 | 695106 | 347553 | 347553 | 695106 | 695106 | 695106 | 695106 | 347553 | 347553 | 695106 | 695106 | 695106 | 695106
| Officer IV (SS4) | 279738 | 279738 | 559476 | 559476 | 559476 | 559476 | 279738 | 279738 | 559476 | 559476 | 559476 | 559476 | 279738 | 279738 | 559476 | 559476 | 559476 | 559476
| Staff I (JS1) | 245826 | 245826 | 491652 | 491652 | 491652 | 491652 | 245826 | 245826 | 491652 | 491652 | 491652 | 491652 | 245826 | 245826 | 491652 | 491652 | 491652 | 491652
| Staff II (JS2) | 206982 | 206982 | 413964 | 413964 | 413964 | 413964 | 206982 | 206982 | 413964 | 413964 | 413964 | 413964 | 206982 | 206982 | 413964 | 413964 | 413964 | 413964
| Staff III (JS3) | 194850 | 194850 | 389700 | 389700 | 389700 | 389700 | 194850 | 194850 | 389700 | 389700 | 389700 | 389700 | 194850 | 194850 | 389700 | 389700 | 389700 | 389700
| Staff IV (JS4) | 165492 | 165492 | 330984 | 330984 | 330984 | 330984 | 165492 | 165492 | 330984 | 330984 | 330984 | 330984 | 165492 | 165492 | 330984 | 330984 | 330984 | 330984
| Staff V (JS5) | 151722 | 151722 | 303444 | 303444 | 303444 | 303444 | 151722 | 151722 | 303444 | 303444 | 303444 | 303444 | 151722 | 151722 | 303444 | 303444 | 303444 | 303444
| Shiroro Region Average | 636880.7647 | 636880.7647 | 1273761.5294 | 1273761.5294 | 1273761.5294 | 1273761.5294 | 636880.7647 | 636880.7647 | 1273761.5294 | 1273761.5294 | 1273761.5294 | 1273761.5294 | 636880.7647 | 636880.7647 | 1273761.5294 | 1273761.5294 | 1273761.5294 | 1273761.5294
National Contro Centre | Managing Director / CEO (EG1) | 1397961 | 1397961 | 2795922 | 2795922 | 2795922 | 2795922 | [6 empty] | 1397961 | 1397961 | 2795922 | 2795922 | 2795922 | 2795922
| Executive Director (EG2) | 1207863 | 1207863 | 2415726 | 2415726 | 2415726 | 2415726 | [6 empty] | 1207863 | 1207863 | 2415726 | 2415726 | 2415726 | 2415726
| General Manager (EG3) | 1054647 | 1054647 | 2109294 | 2109294 | 2109294 | 2109294 | [6 empty] | 1054647 | 1054647 | 2109294 | 2109294 | 2109294 | 2109294
| Assistant General Manager (SM1) | 1047897 | 1047897 | 2095794 | 2095794 | 2095794 | 2095794 | [6 empty] | 1047897 | 1047897 | 2095794 | 2095794 | 2095794 | 2095794
| Principal Manager (SM2) | 1002474 | 1002474 | 2004948 | 2004948 | 2004948 | 2004948 | [6 empty] | 1002474 | 1002474 | 2004948 | 2004948 | 2004948 | 2004948
| Senior Manager (SM3) | 968427 | 968427 | 1936854 | 1936854 | 1936854 | 1936854 | [6 empty] | 968427 | 968427 | 1936854 | 1936854 | 1936854 | 1936854
| Manager (MM1) | 939816 | 939816 | 1879632 | 1879632 | 1879632 | 1879632 | [6 empty] | 939816 | 939816 | 1879632 | 1879632 | 1879632 | 1879632
| Assistant Manager (MM3) | 652095 | 652095 | 1304190 | 1304190 | 1304190 | 1304190 | [6 empty] | 652095 | 652095 | 1304190 | 1304190 | 1304190 | 1304190
| Officer I (SS1) | 519921 | 519921 | 1039842 | 1039842 | 1039842 | 1039842 | [6 empty] | 519921 | 519921 | 1039842 | 1039842 | 1039842 | 1039842
| Officer II (SS2) | 443709 | 443709 | 887418 | 887418 | 887418 | 887418 | [6 empty] | 443709 | 443709 | 887418 | 887418 | 887418 | 887418
| Officer III (SS3) | 347553 | 347553 | 695106 | 695106 | 695106 | 695106 | [6 empty] | 347553 | 347553 | 695106 | 695106 | 695106 | 695106
| Officer IV (SS4) | 279738 | 279738 | 559476 | 559476 | 559476 | 559476 | [6 empty] | 279738 | 279738 | 559476 | 559476 | 559476 | 559476
| Staff I (JS1) | 245826 | 245826 | 491652 | 491652 | 491652 | 491652 | [6 empty] | 245826 | 245826 | 491652 | 491652 | 491652 | 491652
| Staff II (JS2) | 206982 | 206982 | 413964 | 413964 | 413964 | 413964 | [6 empty] | 206982 | 206982 | 413964 | 413964 | 413964 | 413964
| Staff III (JS3) | 194850 | 194850 | 389700 | 389700 | 389700 | 389700 | [6 empty] | 194850 | 194850 | 389700 | 389700 | 389700 | 389700
| Staff IV (JS4) | 165492 | 165492 | 330984 | 330984 | 330984 | 330984 | [6 empty] | 165492 | 165492 | 330984 | 330984 | 330984 | 330984
| Staff V (JS5) | 151722 | 151722 | 303444 | 303444 | 303444 | 303444 | [6 empty] | 151722 | 151722 | 303444 | 303444 | 303444 | 303444
| National Control Centre Average | 636880.7647 | 636880.7647 | 1273761.5294 | 1273761.5294 | 1273761.5294 | 1273761.5294 | [6 empty] | 636880.7647 | 636880.7647 | 1273761.5294 | 1273761.5294 | 1273761.5294 | 1273761.5294

## Ass-Drivers Payroll
Expected Driver Headcount by Division by Region by Grade by Year
|  | TCN Totals |  |  |  |  | Transmission Service Provider (TSP) | [5 empty] | System Operator (SO) | [5 empty] | Market Operator (MO) | [5 empty] | Shared Services (SS)
|  | 2014 | 2015 | 2016 | 2017 | 2018 | 2014H1 | 2014H2 | 2015 | 2016 | 2017 | 2018 | 2014H1 | 2014H2 | 2015 | 2016 | 2017 | 2018 | 2014H1 | 2014H2 | 2015 | 2016 | 2017 | 2018 | 2014H1 | 2014H2 | 2015 | 2016 | 2017 | 2018
TCN Totals | Officer I | 0 | 0 | 0 | 0 | 0 | 0 | 0 | 0 | 0 | 0 | 0 | 0 | 0 | 0 | 0 | 0 | 0 | 0 | 0 | 0 | 0 | 0 | 0 | 0 | 0 | 0 | 0 | 0 | 0
| Officer II | 168 | 168 | 0 | 0 | 0 | 69 | 69 | 138 | 0 | 0 | 0 | 12 | 12 | 24 | 0 | 0 | 0 | 1 | 1 | 2 | 0 | 0 | 0 | 2 | 2 | 4 | 0 | 0 | 0
| Officer III | 76 | 76 | 0 | 0 | 0 | 27 | 27 | 54 | 0 | 0 | 0 | 10 | 10 | 20 | 0 | 0 | 0 | 0 | 0 | 0 | 0 | 0 | 0 | 1 | 1 | 2 | 0 | 0 | 0
| Officer IV | 12 | 12 | 0 | 0 | 0 | 6 | 6 | 12 | 0 | 0 | 0 | 0 | 0 | 0 | 0 | 0 | 0 | 0 | 0 | 0 | 0 | 0 | 0 | 0 | 0 | 0 | 0 | 0 | 0
| Staff I | 18 | 18 | 0 | 0 | 0 | 3 | 3 | 6 | 0 | 0 | 0 | 4 | 4 | 8 | 0 | 0 | 0 | 2 | 2 | 4 | 0 | 0 | 0 | 0 | 0 | 0 | 0 | 0 | 0
| Staff II | 220 | 220 | 0 | 0 | 0 | 87 | 87 | 174 | 0 | 0 | 0 | 10 | 10 | 20 | 0 | 0 | 0 | 4 | 4 | 8 | 0 | 0 | 0 | 9 | 9 | 18 | 0 | 0 | 0
| Staff III | 232 | 232 | 0 | 0 | 0 | 88 | 88 | 176 | 0 | 0 | 0 | 22 | 22 | 44 | 0 | 0 | 0 | 0 | 0 | 0 | 0 | 0 | 0 | 6 | 6 | 12 | 0 | 0 | 0
| Staff IV | 6 | 6 | 0 | 0 | 0 | 2 | 2 | 4 | 0 | 0 | 0 | 1 | 1 | 2 | 0 | 0 | 0 | 0 | 0 | 0 | 0 | 0 | 0 | 0 | 0 | 0 | 0 | 0 | 0
| Staff V | 0 | 0 | 0 | 0 | 0 | 0 | 0 | 0 | 0 | 0 | 0 | 0 | 0 | 0 | 0 | 0 | 0 | 0 | 0 | 0 | 0 | 0 | 0 | 0 | 0 | 0 | 0 | 0 | 0
| Totals | 732 | 732 | 0 | 0 | 0 | 282 | 282 | 564 | 0 | 0 | 0 | 59 | 59 | 118 | 0 | 0 | 0 | 7 | 7 | 14 | 0 | 0 | 0 | 18 | 18 | 36 | 0 | 0 | 0
HeadQuarters (HQ) | Officer I | 0 | 0 | 0 | 0 | 0
| Officer II | 34 | 34 | 0 | 0 | 0 | 11 | 11 | 22 |  |  |  | 3 | 3 | 6 |  |  |  | 1 | 1 | 2 |  |  |  | 2 | 2 | 4
| Officer III | 8 | 8 | 0 | 0 | 0 | 2 | 2 | 4 |  |  |  | 1 | 1 | 2 | [5 empty] | 0 |  |  |  | 1 | 1 | 2
| Officer IV | 4 | 4 | 0 | 0 | 0 | 2 | 2 | 4 | [5 empty] | 0 | [5 empty] | 0 | [5 empty] | 0
| Staff I | 6 | 6 | 0 | 0 | 0 | 1 | 1 | 2 | [5 empty] | 0 |  |  |  | 2 | 2 | 4 | [5 empty] | 0
| Staff II | 48 | 48 | 0 | 0 | 0 | 10 | 10 | 20 |  |  |  | 1 | 1 | 2 |  |  |  | 4 | 4 | 8 |  |  |  | 9 | 9 | 18
| Staff III | 46 | 46 | 0 | 0 | 0 | 11 | 11 | 22 |  |  |  | 6 | 6 | 12 | [5 empty] | 0 |  |  |  | 6 | 6 | 12
| Staff IV | 0 | 0 | 0 | 0 | 0
| Staff V | 0 | 0 | 0 | 0 | 0
| HeadQuarters (HQ) Totals | 146 | 146 | 0 | 0 | 0 | 37 | 37 | 74 | 0 | 0 | 0 | 11 | 11 | 22 | 0 | 0 | 0 | 7 | 7 | 14 | 0 | 0 | 0 | 18 | 18 | 36 | 0 | 0 | 0
Bauchi Region | Officer I | 0 | 0 | 0 | 0 | 0
| Officer II | 8 | 8 | 0 | 0 | 0 | 4 | 4 | 8
| Officer III | 14 | 14 | 0 | 0 | 0 | 7 | 7 | 14
| Officer IV | 2 | 2 | 0 | 0 | 0 | 1 | 1 | 2
| Staff I | 0 | 0 | 0 | 0 | 0 |  |  | 0
| Staff II | 6 | 6 | 0 | 0 | 0 | 3 | 3 | 6
| Staff III | 26 | 26 | 0 | 0 | 0 | 13 | 13 | 26
| Staff IV | 0 | 0 | 0 | 0 | 0
| Staff V | 0 | 0 | 0 | 0 | 0
| Bauchi Region Totals | 56 | 56 | 0 | 0 | 0 | 28 | 28 | 56 | 0 | 0 | 0 | 0 | 0 | 0 | 0 | 0 | 0
Benin Region | Officer I | 0 | 0 | 0 | 0 | 0
| Officer II | 6 | 6 | 0 | 0 | 0 | 3 | 3 | 6
| Officer III | 2 | 2 | 0 | 0 | 0 | 1 | 1 | 2
| Officer IV | 2 | 2 | 0 | 0 | 0 | 1 | 1 | 2
| Staff I | 4 | 4 | 0 | 0 | 0 | 1 | 1 | 2 |  |  |  | 1 | 1 | 2
| Staff II | 4 | 4 | 0 | 0 | 0 | 1 | 1 | 2 |  |  |  | 1 | 1 | 2
| Staff III | 6 | 6 | 0 | 0 | 0 | 2 | 2 | 4 |  |  |  | 1 | 1 | 2
| Staff IV | 2 | 2 | 0 | 0 | 0 | 1 | 1 | 2
| Staff V | 0 | 0 | 0 | 0 | 0
| Benin Region Totals | 26 | 26 | 0 | 0 | 0 | 10 | 10 | 20 | 0 | 0 | 0 | 3 | 3 | 6 | 0 | 0 | 0
Enugu Region | Officer I | 0 | 0 | 0 | 0 | 0
| Officer II | 10 | 10 | 0 | 0 | 0 | 5 | 5 | 10
| Officer III | 6 | 6 | 0 | 0 | 0 | 3 | 3 | 6
| Officer IV | 2 | 2 | 0 | 0 | 0 | 1 | 1 | 2
| Staff I | 0 | 0 | 0 | 0 | 0 |  |  | 0
| Staff II | 28 | 28 | 0 | 0 | 0 | 13 | 13 | 26 |  |  |  | 1 | 1 | 2
| Staff III | 6 | 6 | 0 | 0 | 0 | 3 | 3 | 6
| Staff IV | 0 | 0 | 0 | 0 | 0 |  |  | 0
| Staff V | 0 | 0 | 0 | 0 | 0
| Enugu Region Totals | 52 | 52 | 0 | 0 | 0 | 25 | 25 | 50 | 0 | 0 | 0 | 1 | 1 | 2 | 0 | 0 | 0
Kaduna Region | Officer I | 0 | 0 | 0 | 0 | 0
| Officer II | 16 | 16 | 0 | 0 | 0 | 7 | 7 | 14 |  |  |  | 1 | 1 | 2
| Officer III | 14 | 14 | 0 | 0 | 0 | 2 | 2 | 4 |  |  |  | 5 | 5 | 10
| Officer IV | 0 | 0 | 0 | 0 | 0 |  |  | 0 | [5 empty] | 0
| Staff I | 0 | 0 | 0 | 0 | 0 |  |  | 0 | [5 empty] | 0
| Staff II | 22 | 22 | 0 | 0 | 0 | 10 | 10 | 20 |  |  |  | 1 | 1 | 2
| Staff III | 18 | 18 | 0 | 0 | 0 | 9 | 9 | 18
| Staff IV | 0 | 0 | 0 | 0 | 0
| Staff V | 0 | 0 | 0 | 0 | 0
| Kaduna Region Totals | 70 | 70 | 0 | 0 | 0 | 28 | 28 | 56 | 0 | 0 | 0 | 7 | 7 | 14 | 0 | 0 | 0
Lagos Region | Officer I | 0 | 0 | 0 | 0 | 0
| Officer II | 28 | 28 | 0 | 0 | 0 | 14 | 14 | 28
| Officer III | 8 | 8 | 0 | 0 | 0 | 4 | 4 | 8
| Officer IV | 0 | 0 | 0 | 0 | 0 | 0 | 0 | 0
| Staff I | 0 | 0 | 0 | 0 | 0 | 0 | 0 | 0
| Staff II | 44 | 44 | 0 | 0 | 0 | 20 | 20 | 40 |  |  |  | 2 | 2 | 4
| Staff III | 42 | 42 | 0 | 0 | 0 | 18 | 18 | 36 |  |  |  | 3 | 3 | 6
| Staff IV | 0 | 0 | 0 | 0 | 0
| Staff V | 0 | 0 | 0 | 0 | 0
| Lagos Region Totals | 122 | 122 | 0 | 0 | 0 | 56 | 56 | 112 | 0 | 0 | 0 | 5 | 5 | 10 | 0 | 0 | 0
Osogbo Region | Officer I | 0 | 0 | 0 | 0 | 0
| Officer II | 16 | 16 | 0 | 0 | 0 | 7 | 7 | 14 |  |  |  | 1 | 1 | 2
| Officer III | 0 | 0 | 0 | 0 | 0 |  |  | 0
| Officer IV | 0 | 0 | 0 | 0 | 0 |  |  | 0
| Staff I | 0 | 0 | 0 | 0 | 0 |  |  | 0
| Staff II | 12 | 12 | 0 | 0 | 0 | 6 | 6 | 12
| Staff III | 36 | 36 | 0 | 0 | 0 | 14 | 14 | 28 |  |  |  | 4 | 4 | 8
| Staff IV | 0 | 0 | 0 | 0 | 0
| Staff V | 0 | 0 | 0 | 0 | 0
| Osogbo Region Totals | 64 | 64 | 0 | 0 | 0 | 27 | 27 | 54 | 0 | 0 | 0 | 5 | 5 | 10 | 0 | 0 | 0
Port Harcourt Region | Officer I | 0 | 0 | 0 | 0 | 0
| Officer II | 16 | 16 | 0 | 0 | 0 | 8 | 8 | 16
| Officer III | 0 | 0 | 0 | 0 | 0 |  |  | 0
| Officer IV | 0 | 0 | 0 | 0 | 0 |  |  | 0
| Staff I | 0 | 0 | 0 | 0 | 0 |  |  | 0
| Staff II | 26 | 26 | 0 | 0 | 0 | 13 | 13 | 26
| Staff III | 14 | 14 | 0 | 0 | 0 | 7 | 7 | 14
| Staff IV | 2 | 2 | 0 | 0 | 0 | 1 | 1 | 2
| Staff V | 0 | 0 | 0 | 0 | 0
| Port Harcourt Region Totals | 58 | 58 | 0 | 0 | 0 | 29 | 29 | 58 | 0 | 0 | 0 | 0 | 0 | 0 | 0 | 0 | 0
Shiroro Region | Officer I | 0 | 0 | 0 | 0 | 0
| Officer II | 22 | 22 | 0 | 0 | 0 | 10 | 10 | 20 |  |  |  | 1 | 1 | 2
| Officer III | 20 | 20 | 0 | 0 | 0 | 8 | 8 | 16 |  |  |  | 2 | 2 | 4
| Officer IV | 2 | 2 | 0 | 0 | 0 | 1 | 1 | 2
| Staff I | 2 | 2 | 0 | 0 | 0 | 1 | 1 | 2
| Staff II | 26 | 26 | 0 | 0 | 0 | 11 | 11 | 22 |  |  |  | 2 | 2 | 4
| Staff III | 26 | 26 | 0 | 0 | 0 | 11 | 11 | 22 |  |  |  | 2 | 2 | 4
| Staff IV | 2 | 2 | 0 | 0 | 0 | [6 empty] | 1 | 1 | 2
| Staff V | 0 | 0 | 0 | 0 | 0
| Shiroro Region Totals | 100 | 100 | 0 | 0 | 0 | 42 | 42 | 84 | 0 | 0 | 0 | 8 | 8 | 16 | 0 | 0 | 0
National Control Centre | Officer I | 0 | 0 | 0 | 0 | 0
| Officer II | 12 | 12 | 0 | 0 | 0 | [6 empty] | 6 | 6 | 12
| Officer III | 4 | 4 | 0 | 0 | 0 | [6 empty] | 2 | 2 | 4
| Officer IV | 0 | 0 | 0 | 0 | 0 | [8 empty] | 0
| Staff I | 6 | 6 | 0 | 0 | 0 | [6 empty] | 3 | 3 | 6
| Staff II | 4 | 4 | 0 | 0 | 0 | [6 empty] | 2 | 2 | 4
| Staff III | 12 | 12 | 0 | 0 | 0 | [6 empty] | 6 | 6 | 12
| Staff IV | 0 | 0 | 0 | 0 | 0
| Staff V | 0 | 0 | 0 | 0 | 0
| National Control Centre Totals | 38 | 38 | 0 | 0 | 0 | [6 empty] | 19 |  | 38 | 0 | 0 | 0

## Ass-Headcount
Expected Headcount by Division by Region by Grade by Year
|  | TCN Totals | [5 empty] | Transmission Service Provider (TSP) | [5 empty] | System Operator (SO) | [5 empty] | Market Operator (MO) | [5 empty] | Shared Services (SS)
|  | 2014H1 | 2014H2 | 2015 | 2016 | 2017 | 2018 | 2014H1 | 2014H2 | 2015 | 2016 | 2017 | 2018 | 2014H1 | 2014H2 | 2015 | 2016 | 2017 | 2018 | 2014H1 | 2014H2 | 2015 | 2016 | 2017 | 2018 | 2014H1 | 2014H2 | 2015 | 2016 | 2017 | 2018
TCN Totals | Managing Director (CEO) | 1 | 1 | 1 | 0 | 0 | 0 | 0 | 0 | 0 | 0 | 0 | 0 | 0 | 0 | 0 | 0 | 0 | 0 | 0 | 0 | 0 | 0 | 0 | 0 | 1 | 1 | 1 | 0 | 0 | 0
| Executive Director (excl. CEO) | 7 | 7 | 7 | 0 | 0 | 0 | 1 | 1 | 1 | 0 | 0 | 0 | 1 | 1 | 1 | 0 | 0 | 0 | 1 | 1 | 1 | 0 | 0 | 0 | 4 | 4 | 4 | 0 | 0 | 0
| General Manager | 20 | 23 | 23 | 0 | 0 | 0 | 9 | 9 | 9 | 0 | 0 | 0 | 3 | 3 | 3 | 0 | 0 | 0 | 1 | 1 | 1 | 0 | 0 | 0 | 7 | 10 | 10 | 0 | 0 | 0
| Assistant General Manager | 84 | 89 | 73 | 0 | 0 | 0 | 43 | 43 | 43 | 0 | 0 | 0 | 11 | 13 | 13 | 0 | 0 | 0 | 9 | 12 | 12 | 0 | 0 | 0 | 21 | 21 | 5 | 0 | 0 | 0
| Principal Manager | 142 | 156 | 152 | 0 | 0 | 0 | 86 | 90 | 94 | 0 | 0 | 0 | 21 | 47 | 47 | 0 | 0 | 0 | 6 | 9 | 10 | 0 | 0 | 0 | 29 | 10 | 1 | 0 | 0 | 0
| Senior Manager | 267 | 222 | 221 | 0 | 0 | 0 | 168 | 176 | 184 | 0 | 0 | 0 | 59 | 28 | 28 | 0 | 0 | 0 | 3 | 8 | 9 | 0 | 0 | 0 | 37 | 10 | 0 | 0 | 0 | 0
| Manager | 388 | 385 | 403 | 0 | 0 | 0 | 187 | 195 | 203 | 0 | 0 | 0 | 166 | 168 | 185 | 0 | 0 | 0 | 8 | 12 | 15 | 0 | 0 | 0 | 27 | 10 | 0 | 0 | 0 | 0
| Assistant Manager | 750 | 402 | 429 | 0 | 0 | 0 | 224 | 229 | 234 | 0 | 0 | 0 | 460 | 151 | 182 | 0 | 0 | 0 | 9 | 12 | 13 | 0 | 0 | 0 | 57 | 10 | 0 | 0 | 0 | 0
| Officer I | 1048 | 1897 | 2601 | 0 | 0 | 0 | 595 | 780 | 965 | 0 | 0 | 0 | 424 | 1111 | 1629 | 0 | 0 | 0 | 5 | 6 | 7 | 0 | 0 | 0 | 24 | 0 | 0 | 0 | 0 | 0
| Officer II | 533 | 560 | 560 | 0 | 0 | 0 | 439 | 439 | 439 | 0 | 0 | 0 | 53 | 112 | 112 | 0 | 0 | 0 | 8 | 9 | 9 | 0 | 0 | 0 | 33 | 0 | 0 | 0 | 0 | 0
| Officer III | 161 | 160 | 153 | 0 | 0 | 0 | 137 | 137 | 137 | 0 | 0 | 0 | 14 | 16 | 16 | 0 | 0 | 0 | 0 | 0 | 0 | 0 | 0 | 0 | 10 | 7 | 0 | 0 | 0 | 0
| Officer IV | 163 | 155 | 147 | 0 | 0 | 0 | 147 | 147 | 147 | 0 | 0 | 0 | 6 | 0 | 0 | 0 | 0 | 0 | 0 | 0 | 0 | 0 | 0 | 0 | 10 | 8 | 0 | 0 | 0 | 0
| Staff I | 47 | 35 | 35 | 0 | 0 | 0 | 32 | 32 | 32 | 0 | 0 | 0 | 0 | 0 | 0 | 0 | 0 | 0 | 3 | 3 | 3 | 0 | 0 | 0 | 12 | 0 | 0 | 0 | 0 | 0
| Staff II | 330 | 326 | 312 | 0 | 0 | 0 | 288 | 288 | 288 | 0 | 0 | 0 | 18 | 18 | 18 | 0 | 0 | 0 | 3 | 6 | 6 | 0 | 0 | 0 | 21 | 14 | 0 | 0 | 0 | 0
| Staff III | 156 | 133 | 133 | 0 | 0 | 0 | 129 | 129 | 129 | 0 | 0 | 0 | 14 | 0 | 0 | 0 | 0 | 0 | 0 | 0 | 0 | 0 | 0 | 0 | 13 | 4 | 4 | 0 | 0 | 0
| Staff IV | 112 | 112 | 112 | 0 | 0 | 0 | 112 | 112 | 112 | 0 | 0 | 0 | 0 | 0 | 0 | 0 | 0 | 0 | 0 | 0 | 0 | 0 | 0 | 0 | 0 | 0 | 0 | 0 | 0 | 0
| Staff V | 1 | 1 | 1 | 0 | 0 | 0 | 1 | 1 | 1 | 0 | 0 | 0 | 0 | 0 | 0 | 0 | 0 | 0 | 0 | 0 | 0 | 0 | 0 | 0 | 0 | 0 | 0 | 0 | 0 | 0
| Totals | 4210 | 4664 | 5363 | 6404.8571 | 7530.7143 | 9782.4286 | 2598 | 2808 | 3018 | 3600.3571 | 4235.7143 | 5506.4286 | 1250 | 1668 | 2234 | 2692.0714 | 3167.1429 | 4117.2857 | 56 | 79 | 86 | 87.4286 | 102.8571 | 133.7143 | 306 | 109 | 25 | 25 | 25 | 25
HeadQuarters (HQ) | Managing Director (CEO) | 1 | 1 | 1 | 0 | 0 | 0 | [18 empty] | 1 | 1 | 1
| Executive Director (inc. CEO) | 7 | 7 | 7 | 0 | 0 | 0 | 1 | 1 | 1 |  |  |  | 1 | 1 | 1 |  |  |  | 1 | 1 | 1 |  |  |  | 4 | 4 | 4
| General Manager | 14 | 17 | 17 | 0 | 0 | 0 | 5 | 5 | 5 |  |  |  | 1 | 1 | 1 |  |  |  | 1 | 1 | 1 |  |  |  | 7 | 10 | 10
| Assistant General Manager | 56 | 59 | 43 | 0 | 0 | 0 | 21 | 21 | 21 |  |  |  | 5 | 5 | 5 |  |  |  | 9 | 12 | 12 |  |  |  | 21 | 21 | 5
| Principal Manager | 61 | 49 | 45 | 0 | 0 | 0 | 24 | 28 | 32 |  |  |  | 2 | 2 | 2 |  |  |  | 6 | 9 | 10 |  |  |  | 29 | 10 | 1
| Senior Manager | 72 | 58 | 57 | 0 | 0 | 0 | 23 | 31 | 39 |  |  |  | 9 | 9 | 9 |  |  |  | 3 | 8 | 9 |  |  |  | 37 | 10
| Manager | 61 | 56 | 57 | 0 | 0 | 0 | 21 | 29 | 37 |  |  |  | 5 | 5 | 5 |  |  |  | 8 | 12 | 15 |  |  |  | 27 | 10
| Assistant Manager | 97 | 58 | 54 | 0 | 0 | 0 | 16 | 21 | 26 |  |  |  | 15 | 15 | 15 |  |  |  | 9 | 12 | 13 |  |  |  | 57 | 10
| Officer I | 412 | 574 | 760 | 0 | 0 | 0 | 381 | 566 | 751 |  |  |  | 2 | 2 | 2 |  |  |  | 5 | 6 | 7 |  |  |  | 24
| Officer II | 209 | 177 | 177 | 0 | 0 | 0 | 165 | 165 | 165 |  |  |  | 3 | 3 | 3 |  |  |  | 8 | 9 | 9 |  |  |  | 33
| Officer III | 22 | 19 | 12 | 0 | 0 | 0 | 8 | 8 | 8 |  |  |  | 4 | 4 | 4 |  |  |  | 0 | 0 | 0 |  |  |  | 10 | 7
| Officer IV | 56 | 54 | 46 | 0 | 0 | 0 | 46 | 46 | 46 | [15 empty] | 10 | 8
| Staff I | 19 | 7 | 7 | 0 | 0 | 0 | 4 | 4 | 4 | [9 empty] | 3 | 3 | 3 |  |  |  | 12
| Staff II | 48 | 44 | 30 | 0 | 0 | 0 | 19 | 19 | 19 |  |  |  | 5 | 5 | 5 |  |  |  | 3 | 6 | 6 |  |  |  | 21 | 14
| Staff III | 19 | 10 | 10 | 0 | 0 | 0 | 6 | 6 | 6 |  |  |  | 0 | 0 | 0 |  |  |  | 0 | 0 | 0 |  |  |  | 13 | 4 | 4
| Staff IV | 0 | 0 | 0 | 0 | 0 | 0 | 0 | 0 | 0 |  |  |  | 0 | 0 | 0 |  |  |  | 0 | 0 | 0 |  |  |  | 0 | 0 | 0
| Staff V | 1 | 1 | 1 | 0 | 0 | 0 | 1 | 1 | 1 | [16 empty] | 0 | 0
| HeadQuarters (HQ) Totals | 1155 | 1191 | 1324 | 0 | 0 | 0 | 741 | 951 | 1161 | 0 | 0 | 0 | 52 | 52 | 52 | 0 | 0 | 0 | 56 | 79 | 86 | 0 | 0 | 0 | 306 | 109 | 25 | 0 | 0 | 0
Bauchi Region | Managing Director (CEO) | 0 | 0 | 0 | 0 | 0 | 0
| Executive Director (inc. CEO) | 0 | 0 | 0 | 0 | 0 | 0
| General Manager | 1 | 1 | 1 | 0 | 0 | 0 | 1 | 1 | 1
| Assistant General Manager | 1 | 1 | 1 | 0 | 0 | 0 | 1 | 1 | 1
| Principal Manager | 10 | 10 | 10 | 0 | 0 | 0 | 10 | 10 | 10
| Senior Manager | 15 | 15 | 15 | 0 | 0 | 0 | 15 | 15 | 15
| Manager | 16 | 16 | 16 | 0 | 0 | 0 | 16 | 16 | 16
| Assistant Manager | 16 | 16 | 16 | 0 | 0 | 0 | 16 | 16 | 16
| Officer I | 12 | 12 | 12 | 0 | 0 | 0 | 12 | 12 | 12
| Officer II | 29 | 29 | 29 | 0 | 0 | 0 | 29 | 29 | 29
| Officer III | 23 | 23 | 23 | 0 | 0 | 0 | 23 | 23 | 23
| Officer IV | 16 | 16 | 16 | 0 | 0 | 0 | 16 | 16 | 16
| Staff I | 0 | 0 | 0 | 0 | 0 | 0 | 0 | 0 | 0
| Staff II | 18 | 18 | 18 | 0 | 0 | 0 | 18 | 18 | 18
| Staff III | 26 | 26 | 26 | 0 | 0 | 0 | 26 | 26 | 26
| Staff IV | 15 | 15 | 15 | 0 | 0 | 0 | 15 | 15 | 15
| Staff V | 0 | 0 | 0 | 0 | 0 | 0
| Bauchi Region Totals | 198 | 198 | 198 | 0 | 0 | 0 | 198 | 198 | 198 | 0 | 0 | 0 | 0 | 0 | 0 | 0 | 0 | 0
Benin Region | Managing Director (CEO) | 0 | 0 | 0 | 0 | 0 | 0
| Executive Director (inc. CEO) | 0 | 0 | 0 | 0 | 0 | 0
| General Manager | 0 | 0 | 0 | 0 | 0 | 0
| Assistant General Manager | 2 | 2 | 2 | 0 | 0 | 0 | 2 | 2 | 2
| Principal Manager | 7 | 7 | 7 | 0 | 0 | 0 | 7 | 7 | 7
| Senior Manager | 9 | 9 | 9 | 0 | 0 | 0 | 9 | 9 | 9
| Manager | 19 | 19 | 19 | 0 | 0 | 0 | 19 | 19 | 19
| Assistant Manager | 22 | 22 | 22 | 0 | 0 | 0 | 22 | 22 | 22
| Officer I | 24 | 24 | 24 | 0 | 0 | 0 | 24 | 24 | 24
| Officer II | 18 | 18 | 18 | 0 | 0 | 0 | 18 | 18 | 18
| Officer III | 11 | 11 | 11 | 0 | 0 | 0 | 11 | 11 | 11
| Officer IV | 6 | 6 | 6 | 0 | 0 | 0 | 6 | 6 | 6
| Staff I | 3 | 3 | 3 | 0 | 0 | 0 | 3 | 3 | 3
| Staff II | 32 | 32 | 32 | 0 | 0 | 0 | 32 | 32 | 32
| Staff III | 7 | 7 | 7 | 0 | 0 | 0 | 7 | 7 | 7
| Staff IV | 12 | 12 | 12 | 0 | 0 | 0 | 12 | 12 | 12
| Staff V | 0 | 0 | 0 | 0 | 0 | 0
| Benin Region Totals | 172 | 172 | 172 | 0 | 0 | 0 | 172 | 172 | 172 | 0 | 0 | 0 | 0 | 0 | 0 | 0 | 0 | 0
Enugu Region | Managing Director (CEO) | 0 | 0 | 0 | 0 | 0 | 0
| Executive Director (inc. CEO) | 0 | 0 | 0 | 0 | 0 | 0
| General Manager | 0 | 0 | 0 | 0 | 0 | 0
| Assistant General Manager | 3 | 3 | 3 | 0 | 0 | 0 | 3 | 3 | 3
| Principal Manager | 4 | 4 | 4 | 0 | 0 | 0 | 4 | 4 | 4
| Senior Manager | 9 | 9 | 9 | 0 | 0 | 0 | 9 | 9 | 9
| Manager | 19 | 19 | 19 | 0 | 0 | 0 | 19 | 19 | 19
| Assistant Manager | 25 | 25 | 25 | 0 | 0 | 0 | 25 | 25 | 25
| Officer I | 22 | 22 | 22 | 0 | 0 | 0 | 22 | 22 | 22
| Officer II | 30 | 30 | 30 | 0 | 0 | 0 | 30 | 30 | 30
| Officer III | 31 | 31 | 31 | 0 | 0 | 0 | 31 | 31 | 31
| Officer IV | 6 | 6 | 6 | 0 | 0 | 0 | 6 | 6 | 6
| Staff I | 2 | 2 | 2 | 0 | 0 | 0 | 2 | 2 | 2
| Staff II | 26 | 26 | 26 | 0 | 0 | 0 | 26 | 26 | 26
| Staff III | 10 | 10 | 10 | 0 | 0 | 0 | 10 | 10 | 10
| Staff IV | 19 | 19 | 19 | 0 | 0 | 0 | 19 | 19 | 19
| Staff V | 0 | 0 | 0 | 0 | 0 | 0
| Enugu Region Totals | 206 | 206 | 206 | 0 | 0 | 0 | 206 | 206 | 206 | 0 | 0 | 0 | 0 | 0 | 0 | 0 | 0 | 0
Kaduna Region | Managing Director (CEO) | 0 | 0 | 0 | 0 | 0 | 0
| Executive Director (inc. CEO) | 0 | 0 | 0 | 0 | 0 | 0
| General Manager | 0 | 0 | 0 | 0 | 0 | 0 | 0 | 0 | 0
| Assistant General Manager | 3 | 3 | 3 | 0 | 0 | 0 | 3 | 3 | 3
| Principal Manager | 6 | 6 | 6 | 0 | 0 | 0 | 6 | 6 | 6
| Senior Manager | 29 | 29 | 29 | 0 | 0 | 0 | 29 | 29 | 29
| Manager | 16 | 16 | 16 | 0 | 0 | 0 | 16 | 16 | 16
| Assistant Manager | 15 | 15 | 15 | 0 | 0 | 0 | 15 | 15 | 15
| Officer I | 22 | 22 | 22 | 0 | 0 | 0 | 22 | 22 | 22
| Officer II | 27 | 27 | 27 | 0 | 0 | 0 | 27 | 27 | 27
| Officer III | 5 | 5 | 5 | 0 | 0 | 0 | 5 | 5 | 5
| Officer IV | 18 | 18 | 18 | 0 | 0 | 0 | 18 | 18 | 18
| Staff I | 8 | 8 | 8 | 0 | 0 | 0 | 8 | 8 | 8
| Staff II | 33 | 33 | 33 | 0 | 0 | 0 | 33 | 33 | 33
| Staff III | 22 | 22 | 22 | 0 | 0 | 0 | 22 | 22 | 22
| Staff IV | 8 | 8 | 8 | 0 | 0 | 0 | 8 | 8 | 8
| Staff V | 0 | 0 | 0 | 0 | 0 | 0
| Kaduna Region Totals | 212 | 212 | 212 | 0 | 0 | 0 | 212 | 212 | 212 | 0 | 0 | 0 | 0 | 0 | 0 | 0 | 0 | 0
Lagos Region | Managing Director (CEO) | 0 | 0 | 0 | 0 | 0 | 0
| Executive Director (inc. CEO) | 0 | 0 | 0 | 0 | 0 | 0 | [7 empty] | 0 | 0
| General Manager | 2 | 2 | 2 | 0 | 0 | 0 | 1 | 1 | 1 |  |  |  | 1 | 1 | 1
| Assistant General Manager | 8 | 10 | 10 | 0 | 0 | 0 | 4 | 4 | 4 |  |  |  | 4 | 6 | 6
| Principal Manager | 21 | 47 | 47 | 0 | 0 | 0 | 9 | 9 | 9 |  |  |  | 12 | 38 | 38
| Senior Manager | 64 | 33 | 33 | 0 | 0 | 0 | 25 | 25 | 25 |  |  |  | 39 | 8 | 8
| Manager | 179 | 181 | 198 | 0 | 0 | 0 | 31 | 31 | 31 |  |  |  | 148 | 150 | 167
| Assistant Manager | 461 | 152 | 183 | 0 | 0 | 0 | 52 | 52 | 52 |  |  |  | 409 | 100 | 131
| Officer I | 460 | 1147 | 1665 | 0 | 0 | 0 | 47 | 47 | 47 |  |  |  | 413 | 1100 | 1618
| Officer II | 88 | 147 | 147 | 0 | 0 | 0 | 63 | 63 | 63 |  |  |  | 25 | 84 | 84
| Officer III | 12 | 14 | 14 | 0 | 0 | 0 | 12 | 12 | 12 |  |  |  | 0 | 2 | 2
| Officer IV | 15 | 9 | 9 | 0 | 0 | 0 | 9 | 9 | 9 |  |  |  | 6 | 0 | 0
| Staff I | 10 | 10 | 10 | 0 | 0 | 0 | 10 | 10 | 10 |  |  |  | 0 | 0 | 0
| Staff II | 26 | 26 | 26 | 0 | 0 | 0 | 26 | 26 | 26 |  |  |  | 0 | 0 | 0
| Staff III | 22 | 8 | 8 | 0 | 0 | 0 | 8 | 8 | 8 |  |  |  | 14 | 0 | 0
| Staff IV | 10 | 10 | 10 | 0 | 0 | 0 | 10 | 10 | 10 |  |  |  |  | 0 | 0
| Staff V | 0 | 0 | 0 | 0 | 0 | 0 | [7 empty] | 0 | 0
| Lagos Region Totals | 1378 | 1796 | 2362 | 0 | 0 | 0 | 307 | 307 | 307 | 0 | 0 | 0 | 1071 | 1489 | 2055 | 0 | 0 | 0
Osogbo Region | Managing Director (CEO) | 0 | 0 | 0 | 0 | 0 | 0
| Executive Director (inc. CEO) | 0 | 0 | 0 | 0 | 0 | 0
| General Manager | 0 | 0 | 0 | 0 | 0 | 0
| Assistant General Manager | 3 | 3 | 3 | 0 | 0 | 0 | 3 | 3 | 3
| Principal Manager | 11 | 11 | 11 | 0 | 0 | 0 | 11 | 11 | 11
| Senior Manager | 18 | 18 | 18 | 0 | 0 | 0 | 18 | 18 | 18
| Manager | 21 | 21 | 21 | 0 | 0 | 0 | 21 | 21 | 21
| Assistant Manager | 32 | 32 | 32 | 0 | 0 | 0 | 32 | 32 | 32
| Officer I | 32 | 32 | 32 | 0 | 0 | 0 | 32 | 32 | 32
| Officer II | 32 | 32 | 32 | 0 | 0 | 0 | 32 | 32 | 32
| Officer III | 11 | 11 | 11 | 0 | 0 | 0 | 11 | 11 | 11
| Officer IV | 7 | 7 | 7 | 0 | 0 | 0 | 7 | 7 | 7
| Staff I | 0 | 0 | 0 | 0 | 0 | 0
| Staff II | 27 | 27 | 27 | 0 | 0 | 0 | 27 | 27 | 27
| Staff III | 19 | 19 | 19 | 0 | 0 | 0 | 19 | 19 | 19
| Staff IV | 10 | 10 | 10 | 0 | 0 | 0 | 10 | 10 | 10
| Staff V | 0 | 0 | 0 | 0 | 0 | 0
| Osogbo Region Totals | 223 | 223 | 223 | 0 | 0 | 0 | 223 | 223 | 223 | 0 | 0 | 0 | 0 | 0 | 0 | 0 | 0 | 0
Port Harcourt Region | Managing Director (CEO) | 0 | 0 | 0 | 0 | 0 | 0
| Executive Director (inc. CEO) | 0 | 0 | 0 | 0 | 0 | 0
| General Manager | 1 | 1 | 1 | 0 | 0 | 0 | 1 | 1 | 1
| Assistant General Manager | 3 | 3 | 3 | 0 | 0 | 0 | 3 | 3 | 3
| Principal Manager | 9 | 9 | 9 | 0 | 0 | 0 | 9 | 9 | 9
| Senior Manager | 14 | 14 | 14 | 0 | 0 | 0 | 14 | 14 | 14
| Manager | 24 | 24 | 24 | 0 | 0 | 0 | 24 | 24 | 24
| Assistant Manager | 26 | 26 | 26 | 0 | 0 | 0 | 26 | 26 | 26
| Officer I | 27 | 27 | 27 | 0 | 0 | 0 | 27 | 27 | 27
| Officer II | 41 | 41 | 41 | 0 | 0 | 0 | 41 | 41 | 41
| Officer III | 6 | 6 | 6 | 0 | 0 | 0 | 6 | 6 | 6
| Officer IV | 6 | 6 | 6 | 0 | 0 | 0 | 6 | 6 | 6
| Staff I | 0 | 0 | 0 | 0 | 0 | 0 | 0 | 0 | 0
| Staff II | 64 | 64 | 64 | 0 | 0 | 0 | 64 | 64 | 64
| Staff III | 12 | 12 | 12 | 0 | 0 | 0 | 12 | 12 | 12
| Staff IV | 22 | 22 | 22 | 0 | 0 | 0 | 22 | 22 | 22
| Staff V | 0 | 0 | 0 | 0 | 0 | 0
| Port Harcourt Region Totals | 255 | 255 | 255 | 0 | 0 | 0 | 255 | 255 | 255 | 0 | 0 | 0 | 0 | 0 | 0 | 0 | 0 | 0
Shiroro Region | Managing Director (CEO) | 0 | 0 | 0 | 0 | 0 | 0
| Executive Director (inc. CEO) | 0 | 0 | 0 | 0 | 0 | 0
| General Manager | 1 | 1 | 1 | 0 | 0 | 0 | 1 | 1 | 1
| Assistant General Manager | 3 | 3 | 3 | 0 | 0 | 0 | 3 | 3 | 3
| Principal Manager | 6 | 6 | 6 | 0 | 0 | 0 | 6 | 6 | 6
| Senior Manager | 26 | 26 | 26 | 0 | 0 | 0 | 26 | 26 | 26
| Manager | 20 | 20 | 20 | 0 | 0 | 0 | 20 | 20 | 20
| Assistant Manager | 20 | 20 | 20 | 0 | 0 | 0 | 20 | 20 | 20
| Officer I | 28 | 28 | 28 | 0 | 0 | 0 | 28 | 28 | 28
| Officer II | 34 | 34 | 34 | 0 | 0 | 0 | 34 | 34 | 34
| Officer III | 30 | 30 | 30 | 0 | 0 | 0 | 30 | 30 | 30
| Officer IV | 33 | 33 | 33 | 0 | 0 | 0 | 33 | 33 | 33
| Staff I | 5 | 5 | 5 | 0 | 0 | 0 | 5 | 5 | 5
| Staff II | 43 | 43 | 43 | 0 | 0 | 0 | 43 | 43 | 43
| Staff III | 19 | 19 | 19 | 0 | 0 | 0 | 19 | 19 | 19
| Staff IV | 16 | 16 | 16 | 0 | 0 | 0 | 16 | 16 | 16
| Staff V | 0 | 0 | 0 | 0 | 0 | 0
| Shiroro Region Totals | 284 | 284 | 284 | 0 | 0 | 0 | 284 | 284 | 284 | 0 | 0 | 0 | 0 | 0 | 0 | 0 | 0 | 0
National Contro Centre | Managing Director (CEO) | 0 | 0 | 0 | 0 | 0 | 0
| Executive Director | 0 | 0 | 0 | 0 | 0 | 0
| General Manager | 1 | 1 | 1 | 0 | 0 | 0 | [6 empty] | 1 | 1 | 1
| Assistant General Manager | 2 | 2 | 2 | 0 | 0 | 0 | [6 empty] | 2 | 2 | 2
| Principal Manager | 7 | 7 | 7 | 0 | 0 | 0 | [6 empty] | 7 | 7 | 7
| Senior Manager | 11 | 11 | 11 | 0 | 0 | 0 | [6 empty] | 11 | 11 | 11
| Manager | 13 | 13 | 13 | 0 | 0 | 0 | [6 empty] | 13 | 13 | 13
| Assistant Manager | 36 | 36 | 36 | 0 | 0 | 0 | [6 empty] | 36 | 36 | 36
| Officer I | 9 | 9 | 9 | 0 | 0 | 0 | [6 empty] | 9 | 9 | 9
| Officer II | 25 | 25 | 25 | 0 | 0 | 0 | [6 empty] | 25 | 25 | 25
| Officer III | 10 | 10 | 10 | 0 | 0 | 0 | [6 empty] | 10 | 10 | 10
| Officer IV | 0 | 0 | 0 | 0 | 0 | 0
| Staff I | 0 | 0 | 0 | 0 | 0 | 0
| Staff II | 13 | 13 | 13 | 0 | 0 | 0 | [6 empty] | 13 | 13 | 13
| Staff III | 0 | 0 | 0 | 0 | 0 | 0 | [6 empty] | 0 | 0 | 0
| Staff IV | 0 | 0 | 0 | 0 | 0 | 0
| Staff V | 0 | 0 | 0 | 0 | 0 | 0
| National Control Centre Totals | 127 | 127 | 127 | 0 | 0 | 0 | [6 empty] | 127 | 127 | 127 | 0 | 0 | 0

## TCN-Summary
[10 empty] | 1 | 2 | 3 | 4 | 5
A/C Codes | Description | 2013 Constant Prices | [7 empty] | Nominal Prices
|  | 2014 | 2014 H1 | 2014 H2 | 2015 | 2016 | 2017 | 2018 | TOTAL | 2014 | 2015 | 2016 | 2017 | 2018 | TOTAL
TOTAL |  | 19126179543.1332 | 9069014357.2657 | 10057165185.8675 | 22822582389.4743 | 0 | 0 | 0 | 41948761932.6075 | 20994610966.0465 | 27603788140.6383 | 0 | 0 | 0
20001 | Basic salary | 4962616974 | 2385479205 | 2577137769 | 5856574842 | 0 | 0 | 0 | 10819191816 | 5414692140 | 7086455558.82 | 0 | 0 | 0 | 12501147698.82
| Managing Director / CEO (EG1) | 2795922 | 1397961 | 1397961 | 2795922 | 0 | 0 | 0 | 5591844 | 3075514.2 | 3383065.62 |  |  |  | 6458579.82
| Executive Director (EG2) | 16910082 | 8455041 | 8455041 | 16910082 | 0 | 0 | 0 | 33820164 | 18601090.2 | 20461199.22 | 0 | 0 | 0 | 39062289.42
| General Manager (EG3) | 45349821 | 21092940 | 24256881 | 48513762 | 0 | 0 | 0 | 93863583 | 49884803.1 | 58701652.02 | 0 | 0 | 0 | 108586455.12
| Assistant General Manager (SM1) | 181286181 | 88023348 | 93262833 | 152992962 | 0 | 0 | 0 | 334279143 | 199414799.1 | 185121484.02 | 0 | 0 | 0 | 384536283.12
| Principal Manager (SM2) | 298737252 | 142351308 | 156385944 | 304752096 | 0 | 0 | 0 | 603489348 | 328610977.2 | 368750036.16 | 0 | 0 | 0 | 697361013.36
| Senior Manager (SM3) | 473560803 | 258570009 | 214990794 | 428044734 | 0 | 0 | 0 | 901605537 | 520916883.3 | 517934128.14 | 0 | 0 | 0 | 1038851011.44
| Manager (MM1) | 726477768 | 364648608 | 361829160 | 757491696 | 0 | 0 | 0 | 1483969464 | 799125544.8 | 916564952.16 | 0 | 0 | 0 | 1715690496.96
| Assistant Manager (MM3) | 751213440 | 489071250 | 262142190 | 559497510 | 0 | 0 | 0 | 1310710950 | 826334784 | 676991987.1 | 0 | 0 | 0 | 1503326771.1
| Officer I (SS1) | 1531167345 | 544877208 | 986290137 | 2704629042 | 0 | 0 | 0 | 4235796387 | 1684284079.5 | 3272601140.82 | 0 | 0 | 0 | 4956885220.32
| Officer II (SS2) | 484973937 | 236496897 | 248477040 | 496954080 | 0 | 0 | 0 | 981928017 | 533471330.7 | 601314436.8 | 0 | 0 | 0 | 1134785767.5
| Officer III (SS3) | 111564513 | 55956033 | 55608480 | 106351218 | 0 | 0 | 0 | 217915731 | 122720964.3 | 128684973.78 | 0 | 0 | 0 | 251405938.08
| Officer IV (SS4) | 88956684 | 45597294 | 43359390 | 82242972 | 0 | 0 | 0 | 171199656 | 97852352.4 | 99513996.12 | 0 | 0 | 0 | 197366348.52
| Staff I (JS1) | 20157732 | 11553822 | 8603910 | 17207820 | 0 | 0 | 0 | 37365552 | 22173505.2 | 20821462.2 | 0 | 0 | 0 | 42994967.4
| Staff II (JS2) | 135780192 | 68304060 | 67476132 | 129156768 | 0 | 0 | 0 | 264936960 | 149358211.2 | 156279689.28 | 0 | 0 | 0 | 305637900.48
| Staff III (JS3) | 56311650 | 30396600 | 25915050 | 51830100 | 0 | 0 | 0 | 108141750 | 61942815 | 62714421 | 0 | 0 | 0 | 124657236
| Staff IV (JS4) | 37070208 | 18535104 | 18535104 | 37070208 | 0 | 0 | 0 | 74140416 | 40777228.8 | 44854951.68 | 0 | 0 | 0 | 85632180.48
| Staff V (JS5) | 303444 | 151722 | 151722 | 303444 | 0 | 0 | 0 | 606888 | 333788.4 | 367167.24 | 0 | 0 | 0 | 700955.64
20003 | Salary Consolidation | 1795236692.172 | 856025931.9433 | 939210760.2286 | 2138107535.6031 | 0 | 0 | 0 | 3933344227.7751 | 1974760361.3892 | 2587110118.0798 | 0 | 0 | 0 | 4561870479.469
| Pension Benefits | 686344026.8475 | 323200093.1063 | 363143933.7413 | 829259354.0025 | 0 | 0 | 0 | 1515603380.85 | 754978429.5323 | 1003403818.343 | 0 | 0 | 0 | 1758382247.8753
| Provision for Medical | 992523394.8 | 477095841 | 515427553.8 | 1171314968.4 | 0 | 0 | 0 | 2163838363.2 | 1091775734.28 | 1417291111.764 | 0 | 0 | 0 | 2509066846.044
| Provision for ITF | 116369270.5245 | 55729997.8371 | 60639272.6874 | 137533213.2006 | 0 | 0 | 0 | 253902483.7251 | 128006197.577 | 166415187.9727 | 0 | 0 | 0 | 294421385.5497
| Senior Manager (SM3) and above | 29177122.3305 | 14530543.0035 | 14646579.327 | 28064707.899 | 0 | 0 | 0 | 57241830.2295 | 32094834.5636 | 33958296.5578 | 0 | 0 | 0 | 66053131.1213
| Officer III (SS3) to Manager (MM1) | 80031510.066 | 37506891.912 | 42524618.154 | 102749550.012 | 0 | 0 | 0 | 182781060.078 | 88034661.0726 | 124326955.5145 | 0 | 0 | 0 | 212361616.5871
| Officer IV (SS4) and below | 7160638.128 | 3692562.9216 | 3468075.2064 | 6718955.2896 | 0 | 0 | 0 | 13879593.4176 | 7876701.9408 | 8129935.9004 | 0 | 0 | 0 | 16006637.8412
20004 | Overtime (JS5 to SS4) | 10157397.3 | 5236158.06 | 4921239.24 | 9534339.36 | 0 | 0 | 0 | 19691736.66 | 11173137.03 | 0 | 0 | 0 | 0 | 11173137.03
20005 | Extra duty allowance (SS3 to MM1) | 540809550.45 | 253657499.4 | 287152051.05 | 693738531.9 | 0 | 0 | 0 | 1234548082.35 | 594890505.495 | 839423623.599 | 0 | 0 | 0 | 1434314129.094
20006 | Shift allowance | 253093465.674 | 121659439.455 | 131434026.219 | 298685316.942 | 0 | 0 | 0 | 551778782.616 | 278402812.2414 | 361409233.4998 | 0 | 0 | 0 | 639812045.7412
20008 | Contract Pay/Allowance Non-Expatriate | 0 | 0 | 0 | 0 | 0 | 0 | 0 | 0 | 0 | 0 | 0 | 0 | 0 | 0
20009 | On-call allowance | 124065424.35 | 59636980.125 | 64428444.225 | 146414371.05 | 0 | 0 | 0 | 270479795.4 | 136471966.785 | 177161388.9705 | 0 | 0 | 0 | 313633355.7555
20010 | Salary Arrears | 0 | 0 | 0 | 0 | 0 | 0 | 0 | 0 | 0 | 0 | 0 | 0 | 0 | 0
20013 | Leave Commuted to Cash | 0 | 0 | 0 | 0 | 0 | 0 | 0 | 0 | 0 | 0 | 0 | 0 | 0 | 0
20031 | Transport allowance | 1240654243.5 | 596369801.25 | 644284442.25 | 1464143710.5 | 0 | 0 | 0 | 2704797954 | 1364719667.85 | 1771613889.705 | 0 | 0 | 0 | 3136333557.555
20032 | Housing allowance | 2947982473.8 | 1327485568.5 | 1620496905.3 | 3736072834.2 | 0 | 0 | 0 | 6684055308 | 3242780721.18 | 4520648129.382 | 0 | 0 | 0 | 7763428850.562
| Manager & Above | 1221582480.3 | 619177450.5 | 602405029.8 | 1198050877.8 | 0 | 0 | 0 | 2419633358.1 | 1343740728.33 |  |  |  |  | 1343740728.33
| Asst Manager & Below | 1726399993.5 | 708308118 | 1018091875.5 | 2538021956.4 | 0 | 0 | 0 | 4264421949.9 | 1899039992.85 |  |  |  |  | 1899039992.85
20033 | Electricity allowance-cash | 945559992 | 446971176 | 498588816 | 1137406044 | 0 | 0 | 0 | 2082966036 | 1040115991.2 | 1376261313.24 | 0 | 0 | 0 | 2416377304.44
| Managing Director / CEO (EG1) | 733536 | 366768 | 366768 | 733536 | 0 | 0 | 0 | 1467072 | 806889.6 | 887578.56 | 0 | 0 | 0 | 1694468.16
| Executive Director (EG2) | 5134752 | 2567376 | 2567376 | 5134752 | 0 | 0 | 0 | 10269504 | 5648227.2 | 6213049.92 | 0 | 0 | 0 | 11861277.12
| General Manager (EG3) | 15771024 | 7335360 | 8435664 | 16871328 | 0 | 0 | 0 | 32642352 | 17348126.4 | 20414306.88 | 0 | 0 | 0 | 37762433.28
| Assistant General Manager (SM1) | 63450864 | 30808512 | 32642352 | 53548128 | 0 | 0 | 0 | 116998992 | 69795950.4 | 64793234.88 | 0 | 0 | 0 | 134589185.28
| Principal Manager (SM2) | 80960640 | 38578560 | 42382080 | 82590720 | 0 | 0 | 0 | 163551360 | 89056704 | 99934771.2 | 0 | 0 | 0 | 188991475.2
| Senior Manager (SM3) | 72645840 | 39665520 | 32980320 | 65663520 | 0 | 0 | 0 | 138309360 | 79910424 | 79452859.2 | 0 | 0 | 0 | 159363283.2
| Manager (MM1) | 114836880 | 57641280 | 57195600 | 119739360 | 0 | 0 | 0 | 234576240 | 126320568 | 144884625.6 | 0 | 0 | 0 | 271205193.6
| Assistant Manager (MM3) | 119798784 | 77994000 | 41804784 | 89225136 | 0 | 0 | 0 | 209023920 | 131778662.4 | 107962414.56 | 0 | 0 | 0 | 239741076.96
| Officer I (SS1) | 306256440 | 108983616 | 197272824 | 540966384 | 0 | 0 | 0 | 847222824 | 336882084 | 654569324.64 | 0 | 0 | 0 | 991451408.64
| Officer II (SS2) | 77128638 | 37611678 | 39516960 | 79033920 | 0 | 0 | 0 | 156162558 | 84841501.8 | 95631043.2 | 0 | 0 | 0 | 180472545
| Officer III (SS3) | 22651686 | 11361126 | 11290560 | 21593196 | 0 | 0 | 0 | 44244882 | 24916854.6 | 26127767.16 | 0 | 0 | 0 | 51044621.76
| Officer IV (SS4) | 14172624 | 7264584 | 6908040 | 13102992 | 0 | 0 | 0 | 27275616 | 15589886.4 | 15854620.32 | 0 | 0 | 0 | 31444506.72
| Staff I (JS1) | 3654576 | 2094696 | 1559880 | 3119760 | 0 | 0 | 0 | 6774336 | 4020033.6 | 3774909.6 | 0 | 0 | 0 | 7794943.2
| Staff II (JS2) | 29236608 | 14707440 | 14529168 | 27810432 | 0 | 0 | 0 | 57047040 | 32160268.8 | 33650622.72 | 0 | 0 | 0 | 65810891.52
| Staff III (JS3) | 10733460 | 5793840 | 4939620 | 9879240 | 0 | 0 | 0 | 20612700 | 11806806 | 11953880.4 | 0 | 0 | 0 | 23760686.4
| Staff IV (JS4) | 8319360 | 4159680 | 4159680 | 8319360 | 0 | 0 | 0 | 16638720 | 9151296 | 10066425.6 | 0 | 0 | 0 | 19217721.6
| Staff V (JS5) | 74280 | 37140 | 37140 | 74280 | 0 | 0 | 0 | 148560 | 81708 | 89878.8 | 0 | 0 | 0 | 171586.8
20034 | Electricity Allowance - Non Cash | 0 | 0 | 0 | 0 | 0 | 0 | 0 | 0 | 0 | 0 | 0 | 0 | 0 | 0
20035 | Non-accidence bonus (Drivers Only) | 17239633.3872 | 8349702.7824 | 8889930.6048 | 35559722.4192 | 0 | 0 | 0 | 52799355.8064 | 18963596.7259 | 43027264.1272 | 0 | 0 | 0 | 61990860.8532
| Officer I (SS1) | 0 | 0 | 0 | 0 | 0 | 0 | 0 | 0 | 0 | 0 | 0 | 0 | 0 | 0
| Officer II (SS2) | 6357285.0684 | 3104720.6148 | 3252564.4536 | 13010257.8144 | 0 | 0 | 0 | 19367542.8828 | 6993013.5752 | 15742411.9554 | 0 | 0 | 0 | 22735425.5307
| Officer III (SS3) | 2373995.5218 | 1100144.2662 | 1273851.2556 | 5095405.0224 | 0 | 0 | 0 | 7469400.5442 | 2611395.074 | 6165440.0771 | 0 | 0 | 0 | 8776835.1511
| Officer IV (SS4) | 302928.2802 | 139813.0524 | 163115.2278 | 652460.9112 | 0 | 0 | 0 | 955389.1914 | 333221.1082 | 789477.7026 | 0 | 0 | 0 | 1122698.8108
| Staff I (JS1) | 327636.8928 | 184295.7522 | 143341.1406 | 573364.5624 | 0 | 0 | 0 | 901001.4552 | 360400.5821 | 693771.1205 | 0 | 0 | 0 | 1054171.7026
| Staff II (JS2) | 3948326.5374 | 1896576.066 | 2051750.4714 | 8207001.8856 | 0 | 0 | 0 | 12155328.423 | 4343159.1911 | 9930472.2816 | 0 | 0 | 0 | 14273631.4727
| Staff III (JS3) | 3846748.185 | 1882796.58 | 1963951.605 | 7855806.42 | 0 | 0 | 0 | 11702554.605 | 4231423.0035 | 9505525.7682 | 0 | 0 | 0 | 13736948.7717
| Staff IV (JS4) | 82712.9016 | 41356.4508 | 41356.4508 | 165425.8032 | 0 | 0 | 0 | 248138.7048 | 90984.1918 | 200165.2219 | 0 | 0 | 0 | 291149.4136
| Staff V (JS5) | 0 | 0 | 0 | 0 | 0 | 0 | 0 | 0 | 0 | 0 | 0 | 0 | 0 | 0
20036 | Leave grant | 992523394.8 | 477095841 | 515427553.8 | 1171314968.4 | 0 | 0 | 0 | 2163838363.2 | 1091775734.28 | 1417291111.764 | 0 | 0 | 0 | 2509066846.044
20037 | Tools allowance | 0 | 0 | 0 | 0 | 0 | 0 | 0 | 0 | 0 | 0 | 0 | 0 | 0 | 0
20038 | Meal subsidy | 96076800 | 42914400 | 53162400 | 124080000 | 0 | 0 | 0 | 220156800 | 105684480 | 150136800 | 0 | 0 | 0 | 255821280
| Managing Director / CEO (EG1) | 28800 | 14400 | 14400 | 28800 | 0 | 0 | 0 | 57600 | 31680 | 34848 | 0 | 0 | 0 | 66528
| Executive Director (EG2) | 216000 | 100800 | 115200 | 230400 | 0 | 0 | 0 | 446400 | 237600 | 278784 | 0 | 0 | 0 | 516384
| General Manager (EG3) | 676800 | 288000 | 388800 | 777600 | 0 | 0 | 0 | 1454400 | 744480 | 940896 | 0 | 0 | 0 | 1685376
| Assistant General Manager (SM1) | 2292000 | 1008000 | 1284000 | 2184000 | 0 | 0 | 0 | 4476000 | 2521200 | 2642640 | 0 | 0 | 0 | 5163840
| Principal Manager (SM2) | 3840000 | 1704000 | 2136000 | 4272000 | 0 | 0 | 0 | 8112000 | 4224000 | 5169120 | 0 | 0 | 0 | 9393120
| Senior Manager (SM3) | 5928000 | 3204000 | 2724000 | 5616000 | 0 | 0 | 0 | 11544000 | 6520800 | 6795360 | 0 | 0 | 0 | 13316160
| Manager (MM1) | 9384000 | 4656000 | 4728000 | 10080000 | 0 | 0 | 0 | 19464000 | 10322400 | 12196800 | 0 | 0 | 0 | 22519200
| Assistant Manager (MM3) | 13836000 | 9000000 | 4836000 | 10440000 | 0 | 0 | 0 | 24276000 | 15219600 | 12632400 | 0 | 0 | 0 | 27852000
| Officer I (SS1) | 33436800 | 10060800 | 23376000 | 63820800 | 0 | 0 | 0 | 97257600 | 36780480 | 77223168 | 0 | 0 | 0 | 114003648
| Officer II (SS2) | 11750400 | 5116800 | 6633600 | 13267200 | 0 | 0 | 0 | 25017600 | 12925440 | 16053312 | 0 | 0 | 0 | 28978752
| Officer III (SS3) | 2870400 | 1545600 | 1324800 | 2515200 | 0 | 0 | 0 | 5385600 | 3157440 | 3043392 | 0 | 0 | 0 | 6200832
| Officer IV (SS4) | 3177600 | 1564800 | 1612800 | 3072000 | 0 | 0 | 0 | 6249600 | 3495360 | 3717120 | 0 | 0 | 0 | 7212480
| Staff I (JS1) | 583200 | 338400 | 244800 | 489600 | 0 | 0 | 0 | 1072800 | 641520 | 592416 | 0 | 0 | 0 | 1233936
| Staff II (JS2) | 4550400 | 2376000 | 2174400 | 4147200 | 0 | 0 | 0 | 8697600 | 5005440 | 5018112 | 0 | 0 | 0 | 10023552
| Staff III (JS3) | 1987200 | 1123200 | 864000 | 1728000 | 0 | 0 | 0 | 3715200 | 2185920 | 2090880 | 0 | 0 | 0 | 4276800
| Staff IV (JS4) | 1497600 | 806400 | 691200 | 1382400 | 0 | 0 | 0 | 2880000 | 1647360 | 1672704 | 0 | 0 | 0 | 3320064
| Staff V (JS5) | 21600 | 7200 | 14400 | 28800 | 0 | 0 | 0 | 50400 | 23760 | 34848 | 0 | 0 | 0 | 58608
20039 | Entertainment allowance | 17982600 | 8685300 | 9297300 | 18156000 | 0 | 0 | 0 | 36138600 | 19780860 | 21968760 | 0 | 0 | 0 | 41749620
| Managing Director / CEO (EG1) | 51000 | 25500 | 25500 | 51000 | 0 | 0 | 0 | 102000 | 56100 | 61710 | 0 | 0 | 0 | 117810
| Executive Director (EG2) | 382500 | 178500 | 204000 | 408000 | 0 | 0 | 0 | 790500 | 420750 | 493680 | 0 | 0 | 0 | 914430
| General Manager (EG3) | 1198500 | 510000 | 688500 | 1377000 | 0 | 0 | 0 | 2575500 | 1318350 | 1666170 | 0 | 0 | 0 | 2984520
| Assistant General Manager (SM1) | 3896400 | 1713600 | 2182800 | 3712800 | 0 | 0 | 0 | 7609200 | 4286040 | 4492488 | 0 | 0 | 0 | 8778528
| Principal Manager (SM2) | 4896000 | 2172600 | 2723400 | 5446800 | 0 | 0 | 0 | 10342800 | 5385600 | 6590628 | 0 | 0 | 0 | 11976228
| Senior Manager (SM3) | 7558200 | 4085100 | 3473100 | 7160400 | 0 | 0 | 0 | 14718600 | 8314020 | 8664084 | 0 | 0 | 0 | 16978104
20040 | Utility allowance | 744392546.1 | 357821880.75 | 386570665.35 | 878486226.3 | 0 | 0 | 0 | 1622878772.4 | 818831800.71 | 1062968333.823 | 0 | 0 | 0 | 1881800134.533
20041 | Productivity bonus | 413551414.5 | 198789933.75 | 214761480.75 | 488047903.5 | 0 | 0 | 0 | 901599318 | 454906555.95 | 590537963.235 | 0 | 0 | 0 | 1045444519.185
20042 | Domestic servant allowance | 798535908 | 372274056 | 426261852 | 819486396 | 0 | 0 | 0 | 1618022304 | 878389498.8 | 991578539.16 | 0 | 0 | 0 | 1869968037.96
| Managing Director / CEO (EG1) | 4834728 | 2417364 | 2417364 | 4834728 | 0 | 0 | 0 | 9669456 | 5318200.8 | 5850020.88 | 0 | 0 | 0 | 11168221.68
| Executive Director (EG2) | 30217050 | 14101290 | 16115760 | 32231520 | 0 | 0 | 0 | 62448570 | 33238755 | 39000139.2 | 0 | 0 | 0 | 72238894.2
| General Manager (EG3) | 75744072 | 32231520 | 43512552 | 87025104 | 0 | 0 | 0 | 162769176 | 83318479.2 | 105300375.84 | 0 | 0 | 0 | 188618855.04
| Assistant General Manager (SM1) | 230858262 | 101529288 | 129328974 | 219980124 | 0 | 0 | 0 | 450838386 | 253944088.2 | 266175950.04 | 0 | 0 | 0 | 520120038.24
| Principal Manager (SM2) | 257852160 | 114421896 | 143430264 | 286860528 | 0 | 0 | 0 | 544712688 | 283637376 | 347101238.88 | 0 | 0 | 0 | 630738614.88
| Senior Manager (SM3) | 199029636 | 107572698 | 91456938 | 188554392 | 0 | 0 | 0 | 387584028 | 218932599.6 | 228150814.32 | 0 | 0 | 0 | 447083413.92
20045 | Hazard allowance | 496261697.4 | 238547920.5 | 257713776.9 | 585657484.2 | 0 | 0 | 0 | 1081919181.6 | 545887867.14 | 708645555.882 | 0 | 0 | 0 | 1254533423.022
20046 | Power/Transmission all'ce | 744392546.1 | 357821880.75 | 386570665.35 | 878486226.3 | 0 | 0 | 0 | 1622878772.4 | 818831800.71 | 1062968333.823 | 0 | 0 | 0 | 1881800134.533
20047 | Turn around maintenance | 0 | 0 | 0 | 0 | 0 | 0 | 0 | 0 | 0 | 0 | 0 | 0 | 0 | 0
20049 | Furniture Allowance | 1985046789.6 | 954191682 | 1030855107.6 | 2342629936.8 | 0 | 0 | 0 | 4327676726.4 | 2183551468.56 | 2834582223.528 | 0 | 0 | 0 | 5018133692.088

## TSP-Summary
[10 empty] | 1 | 2 | 3 | 4 | 5
A/C Codes | Description | 2013 Constant Prices | [7 empty] | Nominal Prices
|  | 2014 | 2014 H1 | 2014 H2 | 2015 | 2016 | 2017 | 2018 | TOTAL | 2014 | 2015 | 2016 | 2017 | 2018 | TOTAL
TOTAL |  | 10813324512.3171 | 5148371341.3488 | 5664953170.9683 | 12176352960.9102 | 0 | 0 | 0 | 22989677473.2273 | 11853545946.3488 | 14722321302.8553 | 0 | 0 | 0
20001 | Basic salary | 2780041392 | 1330659846 | 1449381546 | 3098832840 | 0 | 0 | 0 | 5878874232 | 3016934514 | 3749587736.4 | 0 | 0 | 0 | 6766522250.4
| Managing Director / CEO (EG1) | 0 | 0 | 0 | 0 | 0 | 0 | 0 | 0 | 0 | 0 |  |  |  | 0
| Executive Director (EG2) | 2415726 | 1207863 | 1207863 | 2415726 | 0 | 0 | 0 | 4831452 | 2657298.6 | 2923028.46 | 0 | 0 | 0 | 5580327.06
| General Manager (EG3) | 18983646 | 9491823 | 9491823 | 18983646 | 0 | 0 | 0 | 37967292 | 20882010.6 | 22970211.66 | 0 | 0 | 0 | 43852222.26
| Assistant General Manager (SM1) | 90119142 | 45059571 | 45059571 | 90119142 | 0 | 0 | 0 | 180238284 | 99131056.2 | 109044161.82 | 0 | 0 | 0 | 208175218.02
| Principal Manager (SM2) | 176435424 | 86212764 | 90222660 | 188465112 | 0 | 0 | 0 | 364900536 | 194078966.4 | 228042785.52 | 0 | 0 | 0 | 422121751.92
| Senior Manager (SM3) | 333138888 | 162695736 | 170443152 | 356381136 | 0 | 0 | 0 | 689520024 | 366452776.8 | 431221174.56 | 0 | 0 | 0 | 797673951.36
| Manager (MM1) | 359009712 | 175745592 | 183264120 | 381565296 | 0 | 0 | 0 | 740575008 | 394910683.2 | 461694008.16 | 0 | 0 | 0 | 856604691.36
| Assistant Manager (MM3) | 295399035 | 146069280 | 149329755 | 305180460 | 0 | 0 | 0 | 600579495 | 324938938.5 | 369268356.6 | 0 | 0 | 0 | 694207295.1
| Officer I (SS1) | 714891375 | 309352995 | 405538380 | 1003447530 | 0 | 0 | 0 | 1718338905 | 786380512.5 | 1214171511.3 | 0 | 0 | 0 | 2000552023.8
| Officer II (SS2) | 389576502 | 194788251 | 194788251 | 389576502 | 0 | 0 | 0 | 779153004 | 428534152.2 | 471387567.42 | 0 | 0 | 0 | 899921719.62
| Officer III (SS3) | 95229522 | 47614761 | 47614761 | 95229522 | 0 | 0 | 0 | 190459044 | 104752474.2 | 115227721.62 | 0 | 0 | 0 | 219980195.82
| Officer IV (SS4) | 82242972 | 41121486 | 41121486 | 82242972 | 0 | 0 | 0 | 164485944 | 90467269.2 | 99513996.12 | 0 | 0 | 0 | 189981265.32
| Staff I (JS1) | 15732864 | 7866432 | 7866432 | 15732864 | 0 | 0 | 0 | 31465728 | 17306150.4 | 19036765.44 | 0 | 0 | 0 | 36342915.84
| Staff II (JS2) | 119221632 | 59610816 | 59610816 | 119221632 | 0 | 0 | 0 | 238443264 | 131143795.2 | 144258174.72 | 0 | 0 | 0 | 275401969.92
| Staff III (JS3) | 50271300 | 25135650 | 25135650 | 50271300 | 0 | 0 | 0 | 100542600 | 55298430 | 60828273 | 0 | 0 | 0 | 116126703
| Staff IV (JS4) | 37070208 | 18535104 | 18535104 | 37070208 | 0 | 0 | 0 | 74140416 | 40777228.8 | 44854951.68 | 0 | 0 | 0 | 85632180.48
| Staff V (JS5) | 303444 | 151722 | 151722 | 303444 | 0 | 0 | 0 | 606888 | 333788.4 | 367167.24 | 0 | 0 | 0 | 700955.64
20003 | Salary Consolidation | 1012323603.5235 | 484065279.402 | 528258324.1215 | 1132947284.367 | 0 | 0 | 0 | 2145270887.8905 | 1113555963.8758 | 1370866214.0841 | 0 | 0 | 0 | 2484422177.9599
| Pension Benefits | 391072604.2425 | 186940365.2775 | 204132238.965 | 439144445.43 | 0 | 0 | 0 | 830217049.6725 | 430179864.6668 | 531364778.9703 | 0 | 0 | 0 | 961544643.6371
| Provision for Medical | 556008278.4 | 266131969.2 | 289876309.2 | 619766568 | 0 | 0 | 0 | 1175774846.4 | 611609106.24 | 749917547.28 | 0 | 0 | 0 | 1361526653.52
| Provision for ITF | 65242720.881 | 30992944.9245 | 34249775.9565 | 74036270.937 | 0 | 0 | 0 | 139278991.818 | 71766992.9691 | 89583887.8338 | 0 | 0 | 0 | 161350880.8029
| Senior Manager (SM3) and above | 17598975.333 | 8387712.4185 | 9211262.9145 | 19175531.781 | 0 | 0 | 0 | 36774507.114 | 19358872.8663 | 23202393.455 | 0 | 0 | 0 | 42561266.3213
| Officer III (SS3) to Manager (MM1) | 41196439.212 | 19380295.338 | 21816143.874 | 48416000.82 | 0 | 0 | 0 | 89612440.032 | 45316083.1332 | 58583360.9922 | 0 | 0 | 0 | 103899444.1254
| Officer IV (SS4) and below | 6447306.336 | 3224937.168 | 3222369.168 | 6444738.336 | 0 | 0 | 0 | 12892044.672 | 7092036.9696 | 7798133.3866 | 0 | 0 | 0 | 14890170.3562
20004 | Overtime (JS5 to SS4) | 9145272.6 | 4572636.3 | 4572636.3 | 9145272.6 | 0 | 0 | 0 | 18290545.2 | 10059799.86 | 0 | 0 | 0 | 0 | 10059799.86
20005 | Extra duty allowance (SS3 to MM1) | 278115921.9 | 131035631.85 | 147080290.05 | 326249896.5 | 0 | 0 | 0 | 604365818.4 | 305927514.09 | 394762374.765 | 0 | 0 | 0 | 700689888.855
20006 | Shift allowance | 141782110.992 | 67863652.146 | 73918458.846 | 158040474.84 | 0 | 0 | 0 | 299822585.832 | 155960322.0912 | 191228974.5564 | 0 | 0 | 0 | 347189296.6476
20008 | Contract Pay/Allowance Non-Expatriate | 0 | 0 | 0 | 0 | 0 | 0 | 0 | 0 | 0 | 0 | 0 | 0 | 0 | 0
20009 | On-call allowance | 69501034.8 | 33266496.15 | 36234538.65 | 77470821 | 0 | 0 | 0 | 146971855.8 | 76451138.28 | 93739693.41 | 0 | 0 | 0 | 170190831.69
20010 | Salary Arrears | 0 | 0 | 0 | 0 | 0 | 0 | 0 | 0 | 0 | 0 | 0 | 0 | 0 | 0
20013 | Leave Commuted to Cash | 0 | 0 | 0 | 0 | 0 | 0 | 0 | 0 | 0 | 0 | 0 | 0 | 0 | 0
20031 | Transport allowance | 695010348 | 332664961.5 | 362345386.5 | 774708210 | 0 | 0 | 0 | 1469718558 | 764511382.8 | 937396934.1 | 0 | 0 | 0 | 1701908316.9
20032 | Housing allowance | 1739249649.9 | 829213396.2 | 910036253.7 | 1981718222.4 | 0 | 0 | 0 | 3720967872.3 | 1913174614.89 | 2397879049.104 | 0 | 0 | 0 | 4311053663.994
| Manager & Above | 686071776.6 | 336289344.3 | 349782432.3 | 726551040.6 | 0 | 0 | 0 | 1412622817.2 | 754678954.26 |  |  |  |  | 754678954.26
| Asst Manager & Below | 1053177873.3 | 492924051.9 | 560253821.4 | 1255167181.8 | 0 | 0 | 0 | 2308345055.1 | 1158495660.63 |  |  |  |  | 1158495660.63
20033 | Electricity allowance-cash | 525539328 | 251158584 | 274380744 | 595205808 | 0 | 0 | 0 | 1120745136 | 578093260.8 | 720199027.68 | 0 | 0 | 0 | 1298292288.48
| Managing Director / CEO (EG1) | 0 | 0 | 0 | 0 | 0 | 0 | 0 | 0 | 0 | 0 | 0 | 0 | 0 | 0
| Executive Director (EG2) | 733536 | 366768 | 366768 | 733536 | 0 | 0 | 0 | 1467072 | 806889.6 | 887578.56 | 0 | 0 | 0 | 1694468.16
| General Manager (EG3) | 6601824 | 3300912 | 3300912 | 6601824 | 0 | 0 | 0 | 13203648 | 7262006.4 | 7988207.04 | 0 | 0 | 0 | 15250213.44
| Assistant General Manager (SM1) | 31542048 | 15771024 | 15771024 | 31542048 | 0 | 0 | 0 | 63084096 | 34696252.8 | 38165878.08 | 0 | 0 | 0 | 72862130.88
| Principal Manager (SM2) | 47815680 | 23364480 | 24451200 | 51075840 | 0 | 0 | 0 | 98891520 | 52597248 | 61801766.4 | 0 | 0 | 0 | 114399014.4
| Senior Manager (SM3) | 51104640 | 24958080 | 26146560 | 54670080 | 0 | 0 | 0 | 105774720 | 56215104 | 66150796.8 | 0 | 0 | 0 | 122365900.8
| Manager (MM1) | 56749920 | 27780720 | 28969200 | 60315360 | 0 | 0 | 0 | 117065280 | 62424912 | 72981585.6 | 0 | 0 | 0 | 135406497.6
| Assistant Manager (MM3) | 47108376 | 23294208 | 23814168 | 48668256 | 0 | 0 | 0 | 95776632 | 51819213.6 | 58888589.76 | 0 | 0 | 0 | 110707803.36
| Officer I (SS1) | 142989000 | 61875240 | 81113760 | 200704560 | 0 | 0 | 0 | 343693560 | 157287900 | 242852517.6 | 0 | 0 | 0 | 400140417.6
| Officer II (SS2) | 61956948 | 30978474 | 30978474 | 61956948 | 0 | 0 | 0 | 123913896 | 68152642.8 | 74967907.08 | 0 | 0 | 0 | 143120549.88
| Officer III (SS3) | 19335084 | 9667542 | 9667542 | 19335084 | 0 | 0 | 0 | 38670168 | 21268592.4 | 23395451.64 | 0 | 0 | 0 | 44664044.04
| Officer IV (SS4) | 13102992 | 6551496 | 6551496 | 13102992 | 0 | 0 | 0 | 26205984 | 14413291.2 | 15854620.32 | 0 | 0 | 0 | 30267911.52
| Staff I (JS1) | 2852352 | 1426176 | 1426176 | 2852352 | 0 | 0 | 0 | 5704704 | 3137587.2 | 3451345.92 | 0 | 0 | 0 | 6588933.12
| Staff II (JS2) | 25671168 | 12835584 | 12835584 | 25671168 | 0 | 0 | 0 | 51342336 | 28238284.8 | 31062113.28 | 0 | 0 | 0 | 59300398.08
| Staff III (JS3) | 9582120 | 4791060 | 4791060 | 9582120 | 0 | 0 | 0 | 19164240 | 10540332 | 11594365.2 | 0 | 0 | 0 | 22134697.2
| Staff IV (JS4) | 8319360 | 4159680 | 4159680 | 8319360 | 0 | 0 | 0 | 16638720 | 9151296 | 10066425.6 | 0 | 0 | 0 | 19217721.6
| Staff V (JS5) | 74280 | 37140 | 37140 | 74280 | 0 | 0 | 0 | 148560 | 81708 | 89878.8 | 0 | 0 | 0 | 171586.8
20034 | Electricity Allowance - Non Cash | 0 | 0 | 0 | 0 | 0 | 0 | 0 | 0 | 0 | 0 | 0 | 0 | 0 | 0
20035 | Non-accidence bonus (Drivers Only) | 12978302.6016 | 6489151.3008 | 6489151.3008 | 25956605.2032 | 0 | 0 | 0 | 38934907.8048 | 14276132.8618 | 31407492.2959 | 0 | 0 | 0 | 45683625.1576
| Officer I (SS1) | 0 | 0 | 0 | 0 | 0 | 0 | 0 | 0 | 0 | 0 | 0 | 0 | 0 | 0
| Officer II (SS2) | 5100612.4386 | 2550306.2193 | 2550306.2193 | 10201224.8772 | 0 | 0 | 0 | 15301837.3158 | 5610673.6825 | 12343482.1014 | 0 | 0 | 0 | 17954155.7839
| Officer III (SS3) | 1563362.9046 | 781681.4523 | 781681.4523 | 3126725.8092 | 0 | 0 | 0 | 4690088.7138 | 1719699.1951 | 3783338.2291 | 0 | 0 | 0 | 5503037.4242
| Officer IV (SS4) | 279626.1048 | 139813.0524 | 139813.0524 | 559252.2096 | 0 | 0 | 0 | 838878.3144 | 307588.7153 | 676695.1736 | 0 | 0 | 0 | 984283.8889
| Staff I (JS1) | 122863.8348 | 61431.9174 | 61431.9174 | 245727.6696 | 0 | 0 | 0 | 368591.5044 | 135150.2183 | 297330.4802 | 0 | 0 | 0 | 432480.6985
| Staff II (JS2) | 3000038.5044 | 1500019.2522 | 1500019.2522 | 6000077.0088 | 0 | 0 | 0 | 9000115.5132 | 3300042.3548 | 7260093.1806 | 0 | 0 | 0 | 10560135.5355
| Staff III (JS3) | 2856656.88 | 1428328.44 | 1428328.44 | 5713313.76 | 0 | 0 | 0 | 8569970.64 | 3142322.568 | 6913109.6496 | 0 | 0 | 0 | 10055432.2176
| Staff IV (JS4) | 55141.9344 | 27570.9672 | 27570.9672 | 110283.8688 | 0 | 0 | 0 | 165425.8032 | 60656.1278 | 133443.4812 | 0 | 0 | 0 | 194099.6091
| Staff V (JS5) | 0 | 0 | 0 | 0 | 0 | 0 | 0 | 0 | 0 | 0 | 0 | 0 | 0 | 0
20036 | Leave grant | 556008278.4 | 266131969.2 | 289876309.2 | 619766568 | 0 | 0 | 0 | 1175774846.4 | 611609106.24 | 749917547.28 | 0 | 0 | 0 | 1361526653.52
20037 | Tools allowance | 0 | 0 | 0 | 0 | 0 | 0 | 0 | 0 | 0 | 0 | 0 | 0 | 0 | 0
20038 | Meal subsidy | 59440800 | 25339200 | 34101600 | 76507200 | 0 | 0 | 0 | 135948000 | 65384880 | 92573712 | 0 | 0 | 0 | 157958592
| Managing Director / CEO (EG1) | 0 | 0 | 0 | 0 | 0 | 0 | 0 | 0 | 0 | 0 | 0 | 0 | 0 | 0
| Executive Director (EG2) | 43200 | 14400 | 28800 | 57600 | 0 | 0 | 0 | 100800 | 47520 | 69696 | 0 | 0 | 0 | 117216
| General Manager (EG3) | 316800 | 129600 | 187200 | 374400 | 0 | 0 | 0 | 691200 | 348480 | 453024 | 0 | 0 | 0 | 801504
| Assistant General Manager (SM1) | 1248000 | 516000 | 732000 | 1464000 | 0 | 0 | 0 | 2712000 | 1372800 | 1771440 | 0 | 0 | 0 | 3144240
| Principal Manager (SM2) | 2376000 | 1032000 | 1344000 | 2880000 | 0 | 0 | 0 | 5256000 | 2613600 | 3484800 | 0 | 0 | 0 | 6098400
| Senior Manager (SM3) | 4188000 | 2016000 | 2172000 | 4728000 | 0 | 0 | 0 | 8916000 | 4606800 | 5720880 | 0 | 0 | 0 | 10327680
| Manager (MM1) | 4692000 | 2244000 | 2448000 | 5280000 | 0 | 0 | 0 | 9972000 | 5161200 | 6388800 | 0 | 0 | 0 | 11550000
| Assistant Manager (MM3) | 5448000 | 2688000 | 2760000 | 5760000 | 0 | 0 | 0 | 11208000 | 5992800 | 6969600 | 0 | 0 | 0 | 12962400
| Officer I (SS1) | 18364800 | 5712000 | 12652800 | 32409600 | 0 | 0 | 0 | 50774400 | 20201280 | 39215616 | 0 | 0 | 0 | 59416896
| Officer II (SS2) | 9686400 | 4214400 | 5472000 | 10944000 | 0 | 0 | 0 | 20630400 | 10655040 | 13242240 | 0 | 0 | 0 | 23897280
| Officer III (SS3) | 2419200 | 1315200 | 1104000 | 2208000 | 0 | 0 | 0 | 4627200 | 2661120 | 2671680 | 0 | 0 | 0 | 5332800
| Officer IV (SS4) | 2947200 | 1411200 | 1536000 | 3072000 | 0 | 0 | 0 | 6019200 | 3241920 | 3717120 | 0 | 0 | 0 | 6959040
| Staff I (JS1) | 453600 | 230400 | 223200 | 446400 | 0 | 0 | 0 | 900000 | 498960 | 540144 | 0 | 0 | 0 | 1039104
| Staff II (JS2) | 3974400 | 2073600 | 1900800 | 3801600 | 0 | 0 | 0 | 7776000 | 4371840 | 4599936 | 0 | 0 | 0 | 8971776
| Staff III (JS3) | 1764000 | 928800 | 835200 | 1670400 | 0 | 0 | 0 | 3434400 | 1940400 | 2021184 | 0 | 0 | 0 | 3961584
| Staff IV (JS4) | 1497600 | 806400 | 691200 | 1382400 | 0 | 0 | 0 | 2880000 | 1647360 | 1672704 | 0 | 0 | 0 | 3320064
| Staff V (JS5) | 21600 | 7200 | 14400 | 28800 | 0 | 0 | 0 | 50400 | 23760 | 34848 | 0 | 0 | 0 | 58608
20039 | Entertainment allowance | 11128200 | 5018400 | 6109800 | 12954000 | 0 | 0 | 0 | 24082200 | 12241020 | 15674340 | 0 | 0 | 0 | 27915360
| Managing Director / CEO (EG1) | 0 | 0 | 0 | 0 | 0 | 0 | 0 | 0 | 0 | 0 | 0 | 0 | 0 | 0
| Executive Director (EG2) | 76500 | 25500 | 51000 | 102000 | 0 | 0 | 0 | 178500 | 84150 | 123420 | 0 | 0 | 0 | 207570
| General Manager (EG3) | 561000 | 229500 | 331500 | 663000 | 0 | 0 | 0 | 1224000 | 617100 | 802230 | 0 | 0 | 0 | 1419330
| Assistant General Manager (SM1) | 2121600 | 877200 | 1244400 | 2488800 | 0 | 0 | 0 | 4610400 | 2333760 | 3011448 | 0 | 0 | 0 | 5345208
| Principal Manager (SM2) | 3029400 | 1315800 | 1713600 | 3672000 | 0 | 0 | 0 | 6701400 | 3332340 | 4443120 | 0 | 0 | 0 | 7775460
| Senior Manager (SM3) | 5339700 | 2570400 | 2769300 | 6028200 | 0 | 0 | 0 | 11367900 | 5873670 | 7294122 | 0 | 0 | 0 | 13167792
20040 | Utility allowance | 417006208.8 | 199598976.9 | 217407231.9 | 464824926 | 0 | 0 | 0 | 881831134.8 | 458706829.68 | 562438160.46 | 0 | 0 | 0 | 1021144990.14
20041 | Productivity bonus | 231670116 | 110888320.5 | 120781795.5 | 258236070 | 0 | 0 | 0 | 489906186 | 254837127.6 | 312465644.7 | 0 | 0 | 0 | 567302772.3
20042 | Domestic servant allowance | 467357040 | 205475940 | 261881100 | 549547416 | 0 | 0 | 0 | 1016904456 | 514092744 | 664952373.36 | 0 | 0 | 0 | 1179045117.36
| Managing Director / CEO (EG1) | 0 | 0 | 0 | 0 | 0 | 0 | 0 | 0 | 0 | 0 | 0 | 0 | 0 | 0
| Executive Director (EG2) | 6043410 | 2014470 | 4028940 | 8057880 | 0 | 0 | 0 | 14101290 | 6647751 | 9750034.8 | 0 | 0 | 0 | 16397785.8
| General Manager (EG3) | 35454672 | 14504184 | 20950488 | 41900976 | 0 | 0 | 0 | 77355648 | 39000139.2 | 50700180.96 | 0 | 0 | 0 | 89700320.16
| Assistant General Manager (SM1) | 125702928 | 51973326 | 73729602 | 147459204 | 0 | 0 | 0 | 273162132 | 138273220.8 | 178425636.84 | 0 | 0 | 0 | 316698857.64
| Principal Manager (SM2) | 159546024 | 69297768 | 90248256 | 193389120 | 0 | 0 | 0 | 352935144 | 175500626.4 | 234000835.2 | 0 | 0 | 0 | 409501461.6
| Senior Manager (SM3) | 140610006 | 67686192 | 72923814 | 158740236 | 0 | 0 | 0 | 299350242 | 154671006.6 | 192075685.56 | 0 | 0 | 0 | 346746692.16
20045 | Hazard allowance | 278004139.2 | 133065984.6 | 144938154.6 | 309883284 | 0 | 0 | 0 | 587887423.2 | 305804553.12 | 374958773.64 | 0 | 0 | 0 | 680763326.76
20046 | Power/Transmission all'ce | 417006208.8 | 199598976.9 | 217407231.9 | 464824926 | 0 | 0 | 0 | 881831134.8 | 458706829.68 | 562438160.46 | 0 | 0 | 0 | 1021144990.14
20047 | Turn around maintenance | 0 | 0 | 0 | 0 | 0 | 0 | 0 | 0 | 0 | 0 | 0 | 0 | 0 | 0
20049 | Furniture Allowance | 1112016556.8 | 532263938.4 | 579752618.4 | 1239533136 | 0 | 0 | 0 | 2351549692.8 | 1223218212.48 | 1499835094.56 | 0 | 0 | 0 | 2723053307.04

## TSP-HQ
[10 empty] | 1 | 2 | 3 | 4 | 5
A/C Codes | Description | 2013 Constant Prices | [7 empty] | Nominal Prices
|  | 2014 | 2014 H1 | 2014 H2 | 2015 | 2016 | 2017 | 2018 | TOTAL | 2014 | 2015 | 2016 | 2017 | 2018 | TOTAL
TOTAL |  | 3612448569.0099 | 1576997662.9752 | 2035450906.0347 | 4988753086.9776 | 0 | 0 | 0 | 8601201655.9875 | 3973359637.5109 | 6035004231.6997 | 0 | 0 | 0
20001 | Basic salary | 915075360 | 398176830 | 516898530 | 1270937016 | 0 | 0 | 0 | 2186012376 | 1006249107.6 | 1537833789.36 | 0 | 0 | 0 | 2544082896.96
| Managing Director / CEO (EG1) | 0 | 0 | 0 | 0 | 0 | 0 | 0 | 0 | 0 | 0 |  |  |  | 0
| Executive Director (EG2) | 2415726 | 1207863 | 1207863 | 2415726 | 0 | 0 | 0 | 4831452 | 2657298.6 | 2923028.46 | 0 | 0 | 0 | 5580327.06
| General Manager (EG3) | 10546470 | 5273235 | 5273235 | 10546470 | 0 | 0 | 0 | 21092940 | 11601117 | 12761228.7 | 0 | 0 | 0 | 24362345.7
| Assistant General Manager (SM1) | 44011674 | 22005837 | 22005837 | 44011674 | 0 | 0 | 0 | 88023348 | 48412841.4 | 53254125.54 | 0 | 0 | 0 | 101666966.94
| Principal Manager (SM2) | 52128648 | 24059376 | 28069272 | 64158336 | 0 | 0 | 0 | 116286984 | 57341512.8 | 77631586.56 | 0 | 0 | 0 | 134973099.36
| Senior Manager (SM3) | 52295058 | 22273821 | 30021237 | 75537306 | 0 | 0 | 0 | 127832364 | 57524563.8 | 91400140.26 | 0 | 0 | 0 | 148924704.06
| Manager (MM1) | 46990800 | 19736136 | 27254664 | 69546384 | 0 | 0 | 0 | 116537184 | 51689880 | 84151124.64 | 0 | 0 | 0 | 135841004.64
| Assistant Manager (MM3) | 24127515 | 10433520 | 13693995 | 33908940 | 0 | 0 | 0 | 58036455 | 26540266.5 | 41029817.4 | 0 | 0 | 0 | 67570083.9
| Officer I (SS1) | 492365187 | 198089901 | 294275286 | 780921342 | 0 | 0 | 0 | 1273286529 | 541601705.7 | 944914823.82 | 0 | 0 | 0 | 1486516529.52
| Officer II (SS2) | 146423970 | 73211985 | 73211985 | 146423970 | 0 | 0 | 0 | 292847940 | 161066367 | 177173003.7 | 0 | 0 | 0 | 338239370.7
| Officer III (SS3) | 5560848 | 2780424 | 2780424 | 5560848 | 0 | 0 | 0 | 11121696 | 6116932.8 | 6728626.08 | 0 | 0 | 0 | 12845558.88
| Officer IV (SS4) | 25735896 | 12867948 | 12867948 | 25735896 | 0 | 0 | 0 | 51471792 | 28309485.6 | 31140434.16 | 0 | 0 | 0 | 59449919.76
| Staff I (JS1) | 1966608 | 983304 | 983304 | 1966608 | 0 | 0 | 0 | 3933216 | 2163268.8 | 2379595.68 | 0 | 0 | 0 | 4542864.48
| Staff II (JS2) | 7865316 | 3932658 | 3932658 | 7865316 | 0 | 0 | 0 | 15730632 | 8651847.6 | 9517032.36 | 0 | 0 | 0 | 18168879.96
| Staff III (JS3) | 2338200 | 1169100 | 1169100 | 2338200 | 0 | 0 | 0 | 4676400 | 2572020 | 2829222 | 0 | 0 | 0 | 5401242
| Staff IV (JS4) | 0 | 0 | 0 | 0 | 0 | 0 | 0 | 0 | 0 | 0 | 0 | 0 | 0 | 0
| Staff V (JS5) | 303444 | 151722 | 151722 | 303444 | 0 | 0 | 0 | 606888 | 333788.4 | 367167.24 | 0 | 0 | 0 | 700955.64
20003 | Salary Consolidation | 336962579.0217 | 146672532.4311 | 190290046.5906 | 467725984.8252 | 0 | 0 | 0 | 804688563.8469 | 370658836.9239 | 565948441.6385 | 0 | 0 | 0 | 936607278.5624
| Pension Benefits | 132563076.8625 | 57685601.5875 | 74877475.275 | 184110250.05 | 0 | 0 | 0 | 316673326.9125 | 145819384.5487 | 222773402.5605 | 0 | 0 | 0 | 368592787.1093
| Provision for Medical | 183015072 | 79635366 | 103379706 | 254187403.2 | 0 | 0 | 0 | 437202475.2 | 201316579.2 | 307566757.872 | 0 | 0 | 0 | 508883337.072
| Provision for ITF | 21384430.1592 | 9351564.8436 | 12032865.3156 | 29428331.5752 | 0 | 0 | 0 | 50812761.7344 | 23522873.1751 | 35608281.206 | 0 | 0 | 0 | 59131154.3811
| Senior Manager (SM3) and above | 4701650.268 | 2196443.166 | 2505207.102 | 5627942.076 | 0 | 0 | 0 | 10329592.344 | 5171815.2948 | 6809809.912 | 0 | 0 | 0 | 11981625.2068
| Officer III (SS3) to Manager (MM1) | 15874871.04 | 6751167.252 | 9123703.788 | 22992480.648 | 0 | 0 | 0 | 38867351.688 | 17462358.144 | 27820901.5841 | 0 | 0 | 0 | 45283259.7281
| Officer IV (SS4) and below | 807908.8512 | 403954.4256 | 403954.4256 | 807908.8512 | 0 | 0 | 0 | 1615817.7024 | 888699.7363 | 977569.71 | 0 | 0 | 0 | 1866269.4463
20004 | Overtime (JS5 to SS4) | 1146283.92 | 573141.96 | 573141.96 | 1146283.92 | 0 | 0 | 0 | 2292567.84 | 1260912.312 | 0 | 0 | 0 | 0 | 1260912.312
20005 | Extra duty allowance (SS3 to MM1) | 107320248 | 45637794.9 | 61682453.1 | 155454222.6 | 0 | 0 | 0 | 262774470.6 | 118052272.8 | 188099609.346 | 0 | 0 | 0 | 306151882.146
20006 | Shift allowance | 46668843.36 | 20307018.33 | 26361825.03 | 64817787.816 | 0 | 0 | 0 | 111486631.176 | 51335727.696 | 78429523.2574 | 0 | 0 | 0 | 129765250.9534
20008 | Contract Pay/Allowance Non-Expatriate | 0 | 0 | 0 | 0 | 0 | 0 | 0 | 0 | 0 | 0 | 0 | 0 | 0 | 0
20009 | On-call allowance | 22876884 | 9954420.75 | 12922463.25 | 31773425.4 | 0 | 0 | 0 | 54650309.4 | 25164572.4 | 38445844.734 | 0 | 0 | 0 | 63610417.134
20010 | Salary Arrears | 0 | 0 | 0 | 0 | 0 | 0 | 0 | 0 | 0 | 0 | 0 | 0 | 0 | 0
20013 | Leave Commuted to Cash | 0 | 0 | 0 | 0 | 0 | 0 | 0 | 0 | 0 | 0 | 0 | 0 | 0 | 0
20031 | Transport allowance | 228768840 | 99544207.5 | 129224632.5 | 317734254 | 0 | 0 | 0 | 546503094 | 251645724 | 384458447.34 | 0 | 0 | 0 | 636104171.34
20032 | Housing allowance | 623663491.5 | 271420317 | 352243174.5 | 866132064 | 0 | 0 | 0 | 1489795555.5 | 686029840.65 | 1048019797.44 | 0 | 0 | 0 | 1734049638.09
| Manager & Above | 145871863.2 | 66189387.6 | 79682475.6 | 186351127.2 | 0 | 0 | 0 | 332222990.4 | 160459049.52 |  |  |  |  | 160459049.52
| Asst Manager & Below | 477791628.3 | 205230929.4 | 272560698.9 | 679780936.8 | 0 | 0 | 0 | 1157572565.1 | 525570791.13 |  |  |  |  | 525570791.13
20033 | Electricity allowance-cash | 182797380 | 79787610 | 103009770 | 252463860 | 0 | 0 | 0 | 435261240 | 201077118 | 305481270.6 | 0 | 0 | 0 | 506558388.6
| Managing Director / CEO (EG1) | 0 | 0 | 0 | 0 | 0 | 0 | 0 | 0 | 0 | 0 | 0 | 0 | 0 | 0
| Executive Director (EG2) | 733536 | 366768 | 366768 | 733536 | 0 | 0 | 0 | 1467072 | 806889.6 | 887578.56 | 0 | 0 | 0 | 1694468.16
| General Manager (EG3) | 3667680 | 1833840 | 1833840 | 3667680 | 0 | 0 | 0 | 7335360 | 4034448 | 4437892.8 | 0 | 0 | 0 | 8472340.8
| Assistant General Manager (SM1) | 15404256 | 7702128 | 7702128 | 15404256 | 0 | 0 | 0 | 30808512 | 16944681.6 | 18639149.76 | 0 | 0 | 0 | 35583831.36
| Principal Manager (SM2) | 14127360 | 6520320 | 7607040 | 17387520 | 0 | 0 | 0 | 31514880 | 15540096 | 21038899.2 | 0 | 0 | 0 | 36578995.2
| Senior Manager (SM3) | 8022240 | 3416880 | 4605360 | 11587680 | 0 | 0 | 0 | 19609920 | 8824464 | 14021092.8 | 0 | 0 | 0 | 22845556.8
| Manager (MM1) | 7428000 | 3119760 | 4308240 | 10993440 | 0 | 0 | 0 | 18421440 | 8170800 | 13302062.4 | 0 | 0 | 0 | 21472862.4
| Assistant Manager (MM3) | 3847704 | 1663872 | 2183832 | 5407584 | 0 | 0 | 0 | 9255288 | 4232474.4 | 6543176.64 | 0 | 0 | 0 | 10775651.04
| Officer I (SS1) | 98480424 | 39620952 | 58859472 | 156195984 | 0 | 0 | 0 | 254676408 | 108328466.4 | 188997140.64 | 0 | 0 | 0 | 297325607.04
| Officer II (SS2) | 23286780 | 11643390 | 11643390 | 23286780 | 0 | 0 | 0 | 46573560 | 25615458 | 28177003.8 | 0 | 0 | 0 | 53792461.8
| Officer III (SS3) | 1129056 | 564528 | 564528 | 1129056 | 0 | 0 | 0 | 2258112 | 1241961.6 | 1366157.76 | 0 | 0 | 0 | 2608119.36
| Officer IV (SS4) | 4100256 | 2050128 | 2050128 | 4100256 | 0 | 0 | 0 | 8200512 | 4510281.6 | 4961309.76 | 0 | 0 | 0 | 9471591.36
| Staff I (JS1) | 356544 | 178272 | 178272 | 356544 | 0 | 0 | 0 | 713088 | 392198.4 | 431418.24 | 0 | 0 | 0 | 823616.64
| Staff II (JS2) | 1693584 | 846792 | 846792 | 1693584 | 0 | 0 | 0 | 3387168 | 1862942.4 | 2049236.64 | 0 | 0 | 0 | 3912179.04
| Staff III (JS3) | 445680 | 222840 | 222840 | 445680 | 0 | 0 | 0 | 891360 | 490248 | 539272.8 | 0 | 0 | 0 | 1029520.8
| Staff IV (JS4) | 0 | 0 | 0 | 0 | 0 | 0 | 0 | 0 | 0 | 0 | 0 | 0 | 0 | 0
| Staff V (JS5) | 74280 | 37140 | 37140 | 74280 | 0 | 0 | 0 | 148560 | 81708 | 89878.8 | 0 | 0 | 0 | 171586.8
20034 | Electricity Allowance - Non Cash | 0 | 0 | 0 | 0 | 0 | 0 | 0 | 0 | 0 | 0 | 0 | 0 | 0 | 0
20035 | Non-accidence bonus (Drivers Only) | 1765023.2082 | 882511.6041 | 882511.6041 | 3530046.4164 | 0 | 0 | 0 | 5295069.6246 | 1941525.529 | 4271356.1638 | 0 | 0 | 0 | 6212881.6929
| Officer I (SS1) | 0 | 0 | 0 | 0 | 0 | 0 | 0 | 0 | 0 | 0 | 0 | 0 | 0 | 0
| Officer II (SS2) | 813141.1134 | 406570.5567 | 406570.5567 | 1626282.2268 | 0 | 0 | 0 | 2439423.3402 | 894455.2247 | 1967801.4944 | 0 | 0 | 0 | 2862256.7192
| Officer III (SS3) | 115804.6596 | 57902.3298 | 57902.3298 | 231609.3192 | 0 | 0 | 0 | 347413.9788 | 127385.1256 | 280247.2762 | 0 | 0 | 0 | 407632.4018
| Officer IV (SS4) | 93208.7016 | 46604.3508 | 46604.3508 | 186417.4032 | 0 | 0 | 0 | 279626.1048 | 102529.5718 | 225565.0579 | 0 | 0 | 0 | 328094.6296
| Staff I (JS1) | 40954.6116 | 20477.3058 | 20477.3058 | 81909.2232 | 0 | 0 | 0 | 122863.8348 | 45050.0728 | 99110.1601 | 0 | 0 | 0 | 144160.2328
| Staff II (JS2) | 344832.012 | 172416.006 | 172416.006 | 689664.024 | 0 | 0 | 0 | 1034496.036 | 379315.2132 | 834493.469 | 0 | 0 | 0 | 1213808.6822
| Staff III (JS3) | 357082.11 | 178541.055 | 178541.055 | 714164.22 | 0 | 0 | 0 | 1071246.33 | 392790.321 | 864138.7062 | 0 | 0 | 0 | 1256929.0272
| Staff IV (JS4) | 0 | 0 | 0 | 0 | 0 | 0 | 0 | 0 | 0 | 0 | 0 | 0 | 0 | 0
| Staff V (JS5) | 0 | 0 | 0 | 0 | 0 | 0 | 0 | 0 | 0 | 0 | 0 | 0 | 0 | 0
20036 | Leave grant | 183015072 | 79635366 | 103379706 | 254187403.2 | 0 | 0 | 0 | 437202475.2 | 201316579.2 | 307566757.872 | 0 | 0 | 0 | 508883337.072
20037 | Tools allowance | 0 | 0 | 0 | 0 | 0 | 0 | 0 | 0 | 0 | 0 | 0 | 0 | 0 | 0
20038 | Meal subsidy | 16720800 | 7322400 | 9398400 | 22948800 | 0 | 0 | 0 | 39669600 | 18392880 | 27768048 | 0 | 0 | 0 | 46160928
| Managing Director / CEO (EG1) | 0 | 0 | 0 | 0 | 0 | 0 | 0 | 0 | 0 | 0 | 0 | 0 | 0 | 0
| Executive Director (EG2) | 28800 | 14400 | 14400 | 28800 | 0 | 0 | 0 | 57600 | 31680 | 34848 | 0 | 0 | 0 | 66528
| General Manager (EG3) | 144000 | 72000 | 72000 | 144000 | 0 | 0 | 0 | 288000 | 158400 | 174240 | 0 | 0 | 0 | 332640
| Assistant General Manager (SM1) | 504000 | 252000 | 252000 | 504000 | 0 | 0 | 0 | 1008000 | 554400 | 609840 | 0 | 0 | 0 | 1164240
| Principal Manager (SM2) | 624000 | 288000 | 336000 | 768000 | 0 | 0 | 0 | 1392000 | 686400 | 929280 | 0 | 0 | 0 | 1615680
| Senior Manager (SM3) | 648000 | 276000 | 372000 | 936000 | 0 | 0 | 0 | 1584000 | 712800 | 1132560 | 0 | 0 | 0 | 1845360
| Manager (MM1) | 600000 | 252000 | 348000 | 888000 | 0 | 0 | 0 | 1488000 | 660000 | 1074480 | 0 | 0 | 0 | 1734480
| Assistant Manager (MM3) | 444000 | 192000 | 252000 | 624000 | 0 | 0 | 0 | 1068000 | 488400 | 755040 | 0 | 0 | 0 | 1243440
| Officer I (SS1) | 9091200 | 3657600 | 5433600 | 14419200 | 0 | 0 | 0 | 23510400 | 10000320 | 17447232 | 0 | 0 | 0 | 27447552
| Officer II (SS2) | 3168000 | 1584000 | 1584000 | 3168000 | 0 | 0 | 0 | 6336000 | 3484800 | 3833280 | 0 | 0 | 0 | 7318080
| Officer III (SS3) | 153600 | 76800 | 76800 | 153600 | 0 | 0 | 0 | 307200 | 168960 | 185856 | 0 | 0 | 0 | 354816
| Officer IV (SS4) | 883200 | 441600 | 441600 | 883200 | 0 | 0 | 0 | 1766400 | 971520 | 1068672 | 0 | 0 | 0 | 2040192
| Staff I (JS1) | 57600 | 28800 | 28800 | 57600 | 0 | 0 | 0 | 115200 | 63360 | 69696 | 0 | 0 | 0 | 133056
| Staff II (JS2) | 273600 | 136800 | 136800 | 273600 | 0 | 0 | 0 | 547200 | 300960 | 331056 | 0 | 0 | 0 | 632016
| Staff III (JS3) | 86400 | 43200 | 43200 | 86400 | 0 | 0 | 0 | 172800 | 95040 | 104544 | 0 | 0 | 0 | 199584
| Staff IV (JS4) | 0 | 0 | 0 | 0 | 0 | 0 | 0 | 0 | 0 | 0 | 0 | 0 | 0 | 0
| Staff V (JS5) | 14400 | 7200 | 7200 | 14400 | 0 | 0 | 0 | 28800 | 15840 | 17424 | 0 | 0 | 0 | 33264
20039 | Entertainment allowance | 2784600 | 1300500 | 1484100 | 3335400 | 0 | 0 | 0 | 6120000 | 3063060 | 4035834 | 0 | 0 | 0 | 7098894
| Managing Director / CEO (EG1) | 0 | 0 | 0 | 0 | 0 | 0 | 0 | 0 | 0 | 0 | 0 | 0 | 0 | 0
| Executive Director (EG2) | 51000 | 25500 | 25500 | 51000 | 0 | 0 | 0 | 102000 | 56100 | 61710 | 0 | 0 | 0 | 117810
| General Manager (EG3) | 255000 | 127500 | 127500 | 255000 | 0 | 0 | 0 | 510000 | 280500 | 308550 | 0 | 0 | 0 | 589050
| Assistant General Manager (SM1) | 856800 | 428400 | 428400 | 856800 | 0 | 0 | 0 | 1713600 | 942480 | 1036728 | 0 | 0 | 0 | 1979208
| Principal Manager (SM2) | 795600 | 367200 | 428400 | 979200 | 0 | 0 | 0 | 1774800 | 875160 | 1184832 | 0 | 0 | 0 | 2059992
| Senior Manager (SM3) | 826200 | 351900 | 474300 | 1193400 | 0 | 0 | 0 | 2019600 | 908820 | 1444014 | 0 | 0 | 0 | 2352834
20040 | Utility allowance | 137261304 | 59726524.5 | 77534779.5 | 190640552.4 | 0 | 0 | 0 | 327901856.4 | 150987434.4 | 230675068.404 | 0 | 0 | 0 | 381662502.804
20041 | Productivity bonus | 76256280 | 33181402.5 | 43074877.5 | 105911418 | 0 | 0 | 0 | 182167698 | 83881908 | 128152815.78 | 0 | 0 | 0 | 212034723.78
20042 | Domestic servant allowance | 134566596 | 64060146 | 70506450 | 153905508 | 0 | 0 | 0 | 288472104 | 148023255.6 | 186225664.68 | 0 | 0 | 0 | 334248920.28
| Managing Director / CEO (EG1) | 0 | 0 | 0 | 0 | 0 | 0 | 0 | 0 | 0 | 0 | 0 | 0 | 0 | 0
| Executive Director (EG2) | 4028940 | 2014470 | 2014470 | 4028940 | 0 | 0 | 0 | 8057880 | 4431834 | 4875017.4 | 0 | 0 | 0 | 9306851.4
| General Manager (EG3) | 16115760 | 8057880 | 8057880 | 16115760 | 0 | 0 | 0 | 32231520 | 17727336 | 19500069.6 | 0 | 0 | 0 | 37227405.6
| Assistant General Manager (SM1) | 50764644 | 25382322 | 25382322 | 50764644 | 0 | 0 | 0 | 101529288 | 55841108.4 | 61425219.24 | 0 | 0 | 0 | 117266327.64
| Principal Manager (SM2) | 41900976 | 19338912 | 22562064 | 51570432 | 0 | 0 | 0 | 93471408 | 46091073.6 | 62400222.72 | 0 | 0 | 0 | 108491296.32
| Senior Manager (SM3) | 21756276 | 9266562 | 12489714 | 31425732 | 0 | 0 | 0 | 53182008 | 23931903.6 | 38025135.72 | 0 | 0 | 0 | 61957039.32
20045 | Hazard allowance | 91507536 | 39817683 | 51689853 | 127093701.6 | 0 | 0 | 0 | 218601237.6 | 100658289.6 | 153783378.936 | 0 | 0 | 0 | 254441668.536
20046 | Power/Transmission all'ce | 137261304 | 59726524.5 | 77534779.5 | 190640552.4 | 0 | 0 | 0 | 327901856.4 | 150987434.4 | 230675068.404 | 0 | 0 | 0 | 381662502.804
20047 | Turn around maintenance | 0 | 0 | 0 | 0 | 0 | 0 | 0 | 0 | 0 | 0 | 0 | 0 | 0 | 0
20049 | Furniture Allowance | 366030144 | 159270732 | 206759412 | 508374806.4 | 0 | 0 | 0 | 874404950.4 | 402633158.4 | 615133515.744 | 0 | 0 | 0 | 1017766674.144

## TSP-BA
[10 empty] | 1 | 2 | 3 | 4 | 5
A/C Codes | Description | 2013 Constant Prices | [7 empty] | Nominal Prices
|  | 2014 | 2014 H1 | 2014 H2 | 2015 | 2016 | 2017 | 2018 | TOTAL | 2014 | 2015 | 2016 | 2017 | 2018 | TOTAL
TOTAL |  | 736974297.5385 | 368487148.7692 | 368487148.7692 | 724827201.5991 | 0 | 0 | 0 | 1461801499.1376 | 805210491.2924 | 875897466.5485 | 0 | 0 | 0
20001 | Basic salary | 189949122 | 94974561 | 94974561 | 184984362 | 0 | 0 | 0 | 374933484 | 203482798.2 | 223831078.02 | 0 | 0 | 0 | 427313876.22
| Managing Director / CEO (EG1) | 0 | 0 | 0 | 0 | 0 | 0 | 0 | 0 | 0 | 0 |  |  |  | 0
| Executive Director (EG2) | 0 | 0 | 0 | 0 | 0 | 0 | 0 | 0 | 0 | 0 | 0 | 0 | 0 | 0
| General Manager (EG3) | 2109294 | 1054647 | 1054647 | 2109294 | 0 | 0 | 0 | 4218588 | 2320223.4 | 2552245.74 | 0 | 0 | 0 | 4872469.14
| Assistant General Manager (SM1) | 2095794 | 1047897 | 1047897 | 2095794 | 0 | 0 | 0 | 4191588 | 2305373.4 | 2535910.74 | 0 | 0 | 0 | 4841284.14
| Principal Manager (SM2) | 20049480 | 10024740 | 10024740 | 20049480 | 0 | 0 | 0 | 40098960 | 22054428 | 24259870.8 | 0 | 0 | 0 | 46314298.8
| Senior Manager (SM3) | 29052810 | 14526405 | 14526405 | 29052810 | 0 | 0 | 0 | 58105620 | 31958091 | 35153900.1 | 0 | 0 | 0 | 67111991.1
| Manager (MM1) | 30074112 | 15037056 | 15037056 | 30074112 | 0 | 0 | 0 | 60148224 | 33081523.2 | 36389675.52 | 0 | 0 | 0 | 69471198.72
| Assistant Manager (MM3) | 20867040 | 10433520 | 10433520 | 20867040 | 0 | 0 | 0 | 41734080 | 22953744 | 25249118.4 | 0 | 0 | 0 | 48202862.4
| Officer I (SS1) | 12478104 | 6239052 | 6239052 | 12478104 | 0 | 0 | 0 | 24956208 | 13725914.4 | 15098505.84 | 0 | 0 | 0 | 28824420.24
| Officer II (SS2) | 25735122 | 12867561 | 12867561 | 25735122 | 0 | 0 | 0 | 51470244 | 28308634.2 | 31139497.62 | 0 | 0 | 0 | 59448131.82
| Officer III (SS3) | 15987438 | 7993719 | 7993719 | 15987438 | 0 | 0 | 0 | 31974876 | 17586181.8 | 19344799.98 | 0 | 0 | 0 | 36930981.78
| Officer IV (SS4) | 8951616 | 4475808 | 4475808 | 8951616 | 0 | 0 | 0 | 17903232 | 9846777.6 | 10831455.36 | 0 | 0 | 0 | 20678232.96
| Staff I (JS1) | 0 | 0 | 0 | 0 | 0 | 0 | 0 | 0 | 0 | 0 | 0 | 0 | 0 | 0
| Staff II (JS2) | 7451352 | 3725676 | 3725676 | 7451352 | 0 | 0 | 0 | 14902704 | 8196487.2 | 9016135.92 | 0 | 0 | 0 | 17212623.12
| Staff III (JS3) | 10132200 | 5066100 | 5066100 | 10132200 | 0 | 0 | 0 | 20264400 | 11145420 | 12259962 | 0 | 0 | 0 | 23405382
| Staff IV (JS4) | 4964760 | 2482380 | 2482380 | 4964760 | 0 | 0 | 0 | 9929520 | 5461236 | 6007359.6 | 0 | 0 | 0 | 11468595.6
| Staff V (JS5) | 0 | 0 | 0 | 0 | 0 | 0 | 0 | 0 | 0 | 0 | 0 | 0 | 0 | 0
20003 | Salary Consolidation | 69120546.5559 | 34560273.2779 | 34560273.2779 | 67662148.3059 | 0 | 0 | 0 | 136782694.8618 | 76032601.2115 | 81871199.4501 | 0 | 0 | 0 | 157903800.6616
| Pension Benefits | 26684539.4925 | 13342269.7462 | 13342269.7462 | 26219093.2425 | 0 | 0 | 0 | 52903632.735 | 29352993.4417 | 31725102.8234 | 0 | 0 | 0 | 61078096.2652
| Provision for Medical | 37989824.4 | 18994912.2 | 18994912.2 | 36996872.4 | 0 | 0 | 0 | 74986696.8 | 41788806.84 | 44766215.604 | 0 | 0 | 0 | 86555022.444
| Provision for ITF | 4446182.6634 | 2223091.3317 | 2223091.3317 | 4446182.6634 | 0 | 0 | 0 | 8892365.3268 | 4890800.9297 | 5379881.0227 | 0 | 0 | 0 | 10270681.9525
| Senior Manager (SM3) and above | 1446328.209 | 723164.1045 | 723164.1045 | 1446328.209 | 0 | 0 | 0 | 2892656.418 | 1590961.0299 | 1750057.1329 | 0 | 0 | 0 | 3341018.1628
| Officer III (SS3) to Manager (MM1) | 2333087.952 | 1166543.976 | 1166543.976 | 2333087.952 | 0 | 0 | 0 | 4666175.904 | 2566396.7472 | 2823036.4219 | 0 | 0 | 0 | 5389433.1691
| Officer IV (SS4) and below | 666766.5024 | 333383.2512 | 333383.2512 | 666766.5024 | 0 | 0 | 0 | 1333533.0048 | 733443.1526 | 806787.4679 | 0 | 0 | 0 | 1540230.6205
20004 | Overtime (JS5 to SS4) | 944997.84 | 472498.92 | 472498.92 | 944997.84 | 0 | 0 | 0 | 1889995.68 | 1039497.624 | 0 | 0 | 0 | 0 | 1039497.624
20005 | Extra duty allowance (SS3 to MM1) | 15771272.4 | 7885636.2 | 7885636.2 | 15771272.4 | 0 | 0 | 0 | 31542544.8 | 17348399.64 | 19083239.604 | 0 | 0 | 0 | 36431639.244
20006 | Shift allowance | 9687405.222 | 4843702.611 | 4843702.611 | 9434202.462 | 0 | 0 | 0 | 19121607.684 | 10656145.7442 | 11415384.979 | 0 | 0 | 0 | 22071530.7232
20008 | Contract Pay/Allowance Non-Expatriate | 0 | 0 | 0 | 0 | 0 | 0 | 0 | 0 | 0 | 0 | 0 | 0 | 0 | 0
20009 | On-call allowance | 4748728.05 | 2374364.025 | 2374364.025 | 4624609.05 | 0 | 0 | 0 | 9373337.1 | 5223600.855 | 5595776.9505 | 0 | 0 | 0 | 10819377.8055
20010 | Salary Arrears | 0 | 0 | 0 | 0 | 0 | 0 | 0 | 0 | 0 | 0 | 0 | 0 | 0 | 0
20013 | Leave Commuted to Cash | 0 | 0 | 0 | 0 | 0 | 0 | 0 | 0 | 0 | 0 | 0 | 0 | 0 | 0
20031 | Transport allowance | 47487280.5 | 23743640.25 | 23743640.25 | 46246090.5 | 0 | 0 | 0 | 93733371 | 52236008.55 | 55957769.505 | 0 | 0 | 0 | 108193778.055
20032 | Housing allowance | 118357457.4 | 59178728.7 | 59178728.7 | 118357457.4 | 0 | 0 | 0 | 236714914.8 | 130193203.14 | 143212523.454 | 0 | 0 | 0 | 273405726.594
| Manager & Above | 58367043 | 29183521.5 | 29183521.5 | 58367043 | 0 | 0 | 0 | 116734086 | 64203747.3 |  |  |  |  | 64203747.3
| Asst Manager & Below | 59990414.4 | 29995207.2 | 29995207.2 | 59990414.4 | 0 | 0 | 0 | 119980828.8 | 65989455.84 |  |  |  |  | 65989455.84
20033 | Electricity allowance-cash | 35349912 | 17674956 | 17674956 | 35349912 | 0 | 0 | 0 | 70699824 | 38884903.2 | 42773393.52 | 0 | 0 | 0 | 81658296.72
| Managing Director / CEO (EG1) | 0 | 0 | 0 | 0 | 0 | 0 | 0 | 0 | 0 | 0 | 0 | 0 | 0 | 0
| Executive Director (EG2) | 0 | 0 | 0 | 0 | 0 | 0 | 0 | 0 | 0 | 0 | 0 | 0 | 0 | 0
| General Manager (EG3) | 733536 | 366768 | 366768 | 733536 | 0 | 0 | 0 | 1467072 | 806889.6 | 887578.56 | 0 | 0 | 0 | 1694468.16
| Assistant General Manager (SM1) | 733536 | 366768 | 366768 | 733536 | 0 | 0 | 0 | 1467072 | 806889.6 | 887578.56 | 0 | 0 | 0 | 1694468.16
| Principal Manager (SM2) | 5433600 | 2716800 | 2716800 | 5433600 | 0 | 0 | 0 | 10867200 | 5976960 | 6574656 | 0 | 0 | 0 | 12551616
| Senior Manager (SM3) | 4456800 | 2228400 | 2228400 | 4456800 | 0 | 0 | 0 | 8913600 | 4902480 | 5392728 | 0 | 0 | 0 | 10295208
| Manager (MM1) | 4753920 | 2376960 | 2376960 | 4753920 | 0 | 0 | 0 | 9507840 | 5229312 | 5752243.2 | 0 | 0 | 0 | 10981555.2
| Assistant Manager (MM3) | 3327744 | 1663872 | 1663872 | 3327744 | 0 | 0 | 0 | 6655488 | 3660518.4 | 4026570.24 | 0 | 0 | 0 | 7687088.64
| Officer I (SS1) | 2495808 | 1247904 | 1247904 | 2495808 | 0 | 0 | 0 | 4991616 | 2745388.8 | 3019927.68 | 0 | 0 | 0 | 5765316.48
| Officer II (SS2) | 4092828 | 2046414 | 2046414 | 4092828 | 0 | 0 | 0 | 8185656 | 4502110.8 | 4952321.88 | 0 | 0 | 0 | 9454432.68
| Officer III (SS3) | 3246036 | 1623018 | 1623018 | 3246036 | 0 | 0 | 0 | 6492072 | 3570639.6 | 3927703.56 | 0 | 0 | 0 | 7498343.16
| Officer IV (SS4) | 1426176 | 713088 | 713088 | 1426176 | 0 | 0 | 0 | 2852352 | 1568793.6 | 1725672.96 | 0 | 0 | 0 | 3294466.56
| Staff I (JS1) | 0 | 0 | 0 | 0 | 0 | 0 | 0 | 0 | 0 | 0 | 0 | 0 | 0 | 0
| Staff II (JS2) | 1604448 | 802224 | 802224 | 1604448 | 0 | 0 | 0 | 3208896 | 1764892.8 | 1941382.08 | 0 | 0 | 0 | 3706274.88
| Staff III (JS3) | 1931280 | 965640 | 965640 | 1931280 | 0 | 0 | 0 | 3862560 | 2124408 | 2336848.8 | 0 | 0 | 0 | 4461256.8
| Staff IV (JS4) | 1114200 | 557100 | 557100 | 1114200 | 0 | 0 | 0 | 2228400 | 1225620 | 1348182 | 0 | 0 | 0 | 2573802
| Staff V (JS5) | 0 | 0 | 0 | 0 | 0 | 0 | 0 | 0 | 0 | 0 | 0 | 0 | 0 | 0
20034 | Electricity Allowance - Non Cash | 0 | 0 | 0 | 0 | 0 | 0 | 0 | 0 | 0 | 0 | 0 | 0 | 0 | 0
20035 | Non-accidence bonus (Drivers Only) | 1273064.0706 | 636532.0353 | 636532.0353 | 2546128.1412 | 0 | 0 | 0 | 3819192.2118 | 1400370.4777 | 3080815.0509 | 0 | 0 | 0 | 4481185.5285
| Officer I (SS1) | 0 | 0 | 0 | 0 | 0 | 0 | 0 | 0 | 0 | 0 | 0 | 0 | 0 | 0
| Officer II (SS2) | 295687.6776 | 147843.8388 | 147843.8388 | 591375.3552 | 0 | 0 | 0 | 887063.0328 | 325256.4454 | 715564.1798 | 0 | 0 | 0 | 1040820.6252
| Officer III (SS3) | 405316.3086 | 202658.1543 | 202658.1543 | 810632.6172 | 0 | 0 | 0 | 1215948.9258 | 445847.9395 | 980865.4668 | 0 | 0 | 0 | 1426713.4063
| Officer IV (SS4) | 46604.3508 | 23302.1754 | 23302.1754 | 93208.7016 | 0 | 0 | 0 | 139813.0524 | 51264.7859 | 112782.5289 | 0 | 0 | 0 | 164047.3148
| Staff I (JS1) | 0 | 0 | 0 | 0 | 0 | 0 | 0 | 0 | 0 | 0 | 0 | 0 | 0 | 0
| Staff II (JS2) | 103449.6036 | 51724.8018 | 51724.8018 | 206899.2072 | 0 | 0 | 0 | 310348.8108 | 113794.564 | 250348.0407 | 0 | 0 | 0 | 364142.6047
| Staff III (JS3) | 422006.13 | 211003.065 | 211003.065 | 844012.26 | 0 | 0 | 0 | 1266018.39 | 464206.743 | 1021254.8346 | 0 | 0 | 0 | 1485461.5776
| Staff IV (JS4) | 0 | 0 | 0 | 0 | 0 | 0 | 0 | 0 | 0 | 0 | 0 | 0 | 0 | 0
| Staff V (JS5) | 0 | 0 | 0 | 0 | 0 | 0 | 0 | 0 | 0 | 0 | 0 | 0 | 0 | 0
20036 | Leave grant | 37989824.4 | 18994912.2 | 18994912.2 | 36996872.4 | 0 | 0 | 0 | 74986696.8 | 41788806.84 | 44766215.604 | 0 | 0 | 0 | 86555022.444
20037 | Tools allowance | 0 | 0 | 0 | 0 | 0 | 0 | 0 | 0 | 0 | 0 | 0 | 0 | 0 | 0
20038 | Meal subsidy | 3806400 | 1903200 | 1903200 | 3806400 | 0 | 0 | 0 | 7612800 | 4187040 | 4605744 | 0 | 0 | 0 | 8792784
| Managing Director / CEO (EG1) | 0 | 0 | 0 | 0 | 0 | 0 | 0 | 0 | 0 | 0 | 0 | 0 | 0 | 0
| Executive Director (EG2) | 0 | 0 | 0 | 0 | 0 | 0 | 0 | 0 | 0 | 0 | 0 | 0 | 0 | 0
| General Manager (EG3) | 28800 | 14400 | 14400 | 28800 | 0 | 0 | 0 | 57600 | 31680 | 34848 | 0 | 0 | 0 | 66528
| Assistant General Manager (SM1) | 24000 | 12000 | 12000 | 24000 | 0 | 0 | 0 | 48000 | 26400 | 29040 | 0 | 0 | 0 | 55440
| Principal Manager (SM2) | 240000 | 120000 | 120000 | 240000 | 0 | 0 | 0 | 480000 | 264000 | 290400 | 0 | 0 | 0 | 554400
| Senior Manager (SM3) | 360000 | 180000 | 180000 | 360000 | 0 | 0 | 0 | 720000 | 396000 | 435600 | 0 | 0 | 0 | 831600
| Manager (MM1) | 384000 | 192000 | 192000 | 384000 | 0 | 0 | 0 | 768000 | 422400 | 464640 | 0 | 0 | 0 | 887040
| Assistant Manager (MM3) | 384000 | 192000 | 192000 | 384000 | 0 | 0 | 0 | 768000 | 422400 | 464640 | 0 | 0 | 0 | 887040
| Officer I (SS1) | 230400 | 115200 | 115200 | 230400 | 0 | 0 | 0 | 460800 | 253440 | 278784 | 0 | 0 | 0 | 532224
| Officer II (SS2) | 556800 | 278400 | 278400 | 556800 | 0 | 0 | 0 | 1113600 | 612480 | 673728 | 0 | 0 | 0 | 1286208
| Officer III (SS3) | 441600 | 220800 | 220800 | 441600 | 0 | 0 | 0 | 883200 | 485760 | 534336 | 0 | 0 | 0 | 1020096
| Officer IV (SS4) | 307200 | 153600 | 153600 | 307200 | 0 | 0 | 0 | 614400 | 337920 | 371712 | 0 | 0 | 0 | 709632
| Staff I (JS1) | 0 | 0 | 0 | 0 | 0 | 0 | 0 | 0 | 0 | 0 | 0 | 0 | 0 | 0
| Staff II (JS2) | 259200 | 129600 | 129600 | 259200 | 0 | 0 | 0 | 518400 | 285120 | 313632 | 0 | 0 | 0 | 598752
| Staff III (JS3) | 374400 | 187200 | 187200 | 374400 | 0 | 0 | 0 | 748800 | 411840 | 453024 | 0 | 0 | 0 | 864864
| Staff IV (JS4) | 216000 | 108000 | 108000 | 216000 | 0 | 0 | 0 | 432000 | 237600 | 261360 | 0 | 0 | 0 | 498960
| Staff V (JS5) | 0 | 0 | 0 | 0 | 0 | 0 | 0 | 0 | 0 | 0 | 0 | 0 | 0 | 0
20039 | Entertainment allowance | 856800 | 428400 | 428400 | 856800 | 0 | 0 | 0 | 1713600 | 942480 | 1036728 | 0 | 0 | 0 | 1979208
| Managing Director / CEO (EG1) | 0 | 0 | 0 | 0 | 0 | 0 | 0 | 0 | 0 | 0 | 0 | 0 | 0 | 0
| Executive Director (EG2) | 0 | 0 | 0 | 0 | 0 | 0 | 0 | 0 | 0 | 0 | 0 | 0 | 0 | 0
| General Manager (EG3) | 51000 | 25500 | 25500 | 51000 | 0 | 0 | 0 | 102000 | 56100 | 61710 | 0 | 0 | 0 | 117810
| Assistant General Manager (SM1) | 40800 | 20400 | 20400 | 40800 | 0 | 0 | 0 | 81600 | 44880 | 49368 | 0 | 0 | 0 | 94248
| Principal Manager (SM2) | 306000 | 153000 | 153000 | 306000 | 0 | 0 | 0 | 612000 | 336600 | 370260 | 0 | 0 | 0 | 706860
| Senior Manager (SM3) | 459000 | 229500 | 229500 | 459000 | 0 | 0 | 0 | 918000 | 504900 | 555390 | 0 | 0 | 0 | 1060290
20040 | Utility allowance | 28492368.3 | 14246184.15 | 14246184.15 | 27747654.3 | 0 | 0 | 0 | 56240022.6 | 31341605.13 | 33574661.703 | 0 | 0 | 0 | 64916266.833
20041 | Productivity bonus | 15829093.5 | 7914546.75 | 7914546.75 | 15415363.5 | 0 | 0 | 0 | 31244457 | 17412002.85 | 18652589.835 | 0 | 0 | 0 | 36064592.685
20042 | Domestic servant allowance | 33843096 | 16921548 | 16921548 | 33843096 | 0 | 0 | 0 | 67686192 | 37227405.6 | 40950146.16 | 0 | 0 | 0 | 78177551.76
| Managing Director / CEO (EG1) | 0 | 0 | 0 | 0 | 0 | 0 | 0 | 0 | 0 | 0 | 0 | 0 | 0 | 0
| Executive Director (EG2) | 0 | 0 | 0 | 0 | 0 | 0 | 0 | 0 | 0 | 0 | 0 | 0 | 0 | 0
| General Manager (EG3) | 3223152 | 1611576 | 1611576 | 3223152 | 0 | 0 | 0 | 6446304 | 3545467.2 | 3900013.92 | 0 | 0 | 0 | 7445481.12
| Assistant General Manager (SM1) | 2417364 | 1208682 | 1208682 | 2417364 | 0 | 0 | 0 | 4834728 | 2659100.4 | 2925010.44 | 0 | 0 | 0 | 5584110.84
| Principal Manager (SM2) | 16115760 | 8057880 | 8057880 | 16115760 | 0 | 0 | 0 | 32231520 | 17727336 | 19500069.6 | 0 | 0 | 0 | 37227405.6
| Senior Manager (SM3) | 12086820 | 6043410 | 6043410 | 12086820 | 0 | 0 | 0 | 24173640 | 13295502 | 14625052.2 | 0 | 0 | 0 | 27920554.2
20045 | Hazard allowance | 18994912.2 | 9497456.1 | 9497456.1 | 18498436.2 | 0 | 0 | 0 | 37493348.4 | 20894403.42 | 22383107.802 | 0 | 0 | 0 | 43277511.222
20046 | Power/Transmission all'ce | 28492368.3 | 14246184.15 | 14246184.15 | 27747654.3 | 0 | 0 | 0 | 56240022.6 | 31341605.13 | 33574661.703 | 0 | 0 | 0 | 64916266.833
20047 | Turn around maintenance | 0 | 0 | 0 | 0 | 0 | 0 | 0 | 0 | 0 | 0 | 0 | 0 | 0 | 0
20049 | Furniture Allowance | 75979648.8 | 37989824.4 | 37989824.4 | 73993744.8 | 0 | 0 | 0 | 149973393.6 | 83577613.68 | 89532431.208 | 0 | 0 | 0 | 173110044.888

## TSP-BE
[10 empty] | 1 | 2 | 3 | 4 | 5
A/C Codes | Description | 2013 Constant Prices | [7 empty] | Nominal Prices
|  | 2014 | 2014 H1 | 2014 H2 | 2015 | 2016 | 2017 | 2018 | TOTAL | 2014 | 2015 | 2016 | 2017 | 2018 | TOTAL
TOTAL |  | 659438014.0992 | 329719007.0496 | 329719007.0496 | 649196091.33 | 0 | 0 | 0 | 1308634105.4292 | 721012826.7091 | 784627815.7509 | 0 | 0 | 0
20001 | Basic salary | 173417364 | 86708682 | 86708682 | 169445556 | 0 | 0 | 0 | 342862920 | 186390111.6 | 205029122.76 | 0 | 0 | 0 | 391419234.36
| Managing Director / CEO (EG1) | 0 | 0 | 0 | 0 | 0 | 0 | 0 | 0 | 0 | 0 |  |  |  | 0
| Executive Director (EG2) | 0 | 0 | 0 | 0 | 0 | 0 | 0 | 0 | 0 | 0 | 0 | 0 | 0 | 0
| General Manager (EG3) | 0 | 0 | 0 | 0 | 0 | 0 | 0 | 0 | 0 | 0 | 0 | 0 | 0 | 0
| Assistant General Manager (SM1) | 4191588 | 2095794 | 2095794 | 4191588 | 0 | 0 | 0 | 8383176 | 4610746.8 | 5071821.48 | 0 | 0 | 0 | 9682568.28
| Principal Manager (SM2) | 14034636 | 7017318 | 7017318 | 14034636 | 0 | 0 | 0 | 28069272 | 15438099.6 | 16981909.56 | 0 | 0 | 0 | 32420009.16
| Senior Manager (SM3) | 17431686 | 8715843 | 8715843 | 17431686 | 0 | 0 | 0 | 34863372 | 19174854.6 | 21092340.06 | 0 | 0 | 0 | 40267194.66
| Manager (MM1) | 35713008 | 17856504 | 17856504 | 35713008 | 0 | 0 | 0 | 71426016 | 39284308.8 | 43212739.68 | 0 | 0 | 0 | 82497048.48
| Assistant Manager (MM3) | 28692180 | 14346090 | 14346090 | 28692180 | 0 | 0 | 0 | 57384360 | 31561398 | 34717537.8 | 0 | 0 | 0 | 66278935.8
| Officer I (SS1) | 24956208 | 12478104 | 12478104 | 24956208 | 0 | 0 | 0 | 49912416 | 27451828.8 | 30197011.68 | 0 | 0 | 0 | 57648840.48
| Officer II (SS2) | 15973524 | 7986762 | 7986762 | 15973524 | 0 | 0 | 0 | 31947048 | 17570876.4 | 19327964.04 | 0 | 0 | 0 | 36898840.44
| Officer III (SS3) | 7646166 | 3823083 | 3823083 | 7646166 | 0 | 0 | 0 | 15292332 | 8410782.6 | 9251860.86 | 0 | 0 | 0 | 17662643.46
| Officer IV (SS4) | 3356856 | 1678428 | 1678428 | 3356856 | 0 | 0 | 0 | 6713712 | 3692541.6 | 4061795.76 | 0 | 0 | 0 | 7754337.36
| Staff I (JS1) | 1474956 | 737478 | 737478 | 1474956 | 0 | 0 | 0 | 2949912 | 1622451.6 | 1784696.76 | 0 | 0 | 0 | 3407148.36
| Staff II (JS2) | 13246848 | 6623424 | 6623424 | 13246848 | 0 | 0 | 0 | 26493696 | 14571532.8 | 16028686.08 | 0 | 0 | 0 | 30600218.88
| Staff III (JS3) | 2727900 | 1363950 | 1363950 | 2727900 | 0 | 0 | 0 | 5455800 | 3000690 | 3300759 | 0 | 0 | 0 | 6301449
| Staff IV (JS4) | 3971808 | 1985904 | 1985904 | 3971808 | 0 | 0 | 0 | 7943616 | 4368988.8 | 4805887.68 | 0 | 0 | 0 | 9174876.48
| Staff V (JS5) | 0 | 0 | 0 | 0 | 0 | 0 | 0 | 0 | 0 | 0 | 0 | 0 | 0 | 0
20003 | Salary Consolidation | 62544038.4564 | 31272019.2282 | 31272019.2282 | 61377319.8564 | 0 | 0 | 0 | 123921358.3128 | 68798442.302 | 74266557.0262 | 0 | 0 | 0 | 143064999.3283
| Pension Benefits | 23855950.035 | 11927975.0175 | 11927975.0175 | 23483593.035 | 0 | 0 | 0 | 47339543.07 | 26241545.0385 | 28415147.5723 | 0 | 0 | 0 | 54656692.6108
| Provision for Medical | 34683472.8 | 17341736.4 | 17341736.4 | 33889111.2 | 0 | 0 | 0 | 68572584 | 38151820.08 | 41005824.552 | 0 | 0 | 0 | 79157644.632
| Provision for ITF | 4004615.6214 | 2002307.8107 | 2002307.8107 | 4004615.6214 | 0 | 0 | 0 | 8009231.2428 | 4405077.1835 | 4845584.9019 | 0 | 0 | 0 | 9250662.0854
| Senior Manager (SM3) and above | 974697.675 | 487348.8375 | 487348.8375 | 974697.675 | 0 | 0 | 0 | 1949395.35 | 1072167.4425 | 1179384.1868 | 0 | 0 | 0 | 2251551.6293
| Officer III (SS3) to Manager (MM1) | 2505599.892 | 1252799.946 | 1252799.946 | 2505599.892 | 0 | 0 | 0 | 5011199.784 | 2756159.8812 | 3031775.8693 | 0 | 0 | 0 | 5787935.7505
| Officer IV (SS4) and below | 524318.0544 | 262159.0272 | 262159.0272 | 524318.0544 | 0 | 0 | 0 | 1048636.1088 | 576749.8598 | 634424.8458 | 0 | 0 | 0 | 1211174.7057
20004 | Overtime (JS5 to SS4) | 743351.04 | 371675.52 | 371675.52 | 743351.04 | 0 | 0 | 0 | 1486702.08 | 817686.144 | 0 | 0 | 0 | 0 | 817686.144
20005 | Extra duty allowance (SS3 to MM1) | 16947162.9 | 8473581.45 | 8473581.45 | 16947162.9 | 0 | 0 | 0 | 33894325.8 | 18641879.19 | 20506067.109 | 0 | 0 | 0 | 39147946.299
20006 | Shift allowance | 8844285.564 | 4422142.782 | 4422142.782 | 8641723.356 | 0 | 0 | 0 | 17486008.92 | 9728714.1204 | 10456485.2608 | 0 | 0 | 0 | 20185199.3812
20008 | Contract Pay/Allowance Non-Expatriate | 0 | 0 | 0 | 0 | 0 | 0 | 0 | 0 | 0 | 0 | 0 | 0 | 0 | 0
20009 | On-call allowance | 4335434.1 | 2167717.05 | 2167717.05 | 4236138.9 | 0 | 0 | 0 | 8571573 | 4768977.51 | 5125728.069 | 0 | 0 | 0 | 9894705.579
20010 | Salary Arrears | 0 | 0 | 0 | 0 | 0 | 0 | 0 | 0 | 0 | 0 | 0 | 0 | 0 | 0
20013 | Leave Commuted to Cash | 0 | 0 | 0 | 0 | 0 | 0 | 0 | 0 | 0 | 0 | 0 | 0 | 0 | 0
20031 | Transport allowance | 43354341 | 21677170.5 | 21677170.5 | 42361389 | 0 | 0 | 0 | 85715730 | 47689775.1 | 51257280.69 | 0 | 0 | 0 | 98947055.79
20032 | Housing allowance | 101307628.8 | 50653814.4 | 50653814.4 | 101307628.8 | 0 | 0 | 0 | 202615257.6 | 111438391.68 | 122582230.848 | 0 | 0 | 0 | 234020622.528
| Manager & Above | 49959642.6 | 24979821.3 | 24979821.3 | 49959642.6 | 0 | 0 | 0 | 99919285.2 | 54955606.86 |  |  |  |  | 54955606.86
| Asst Manager & Below | 51347986.2 | 25673993.1 | 25673993.1 | 51347986.2 | 0 | 0 | 0 | 102695972.4 | 56482784.82 |  |  |  |  | 56482784.82
20033 | Electricity allowance-cash | 32315940 | 16157970 | 16157970 | 32315940 | 0 | 0 | 0 | 64631880 | 35547534 | 39102287.4 | 0 | 0 | 0 | 74649821.4
| Managing Director / CEO (EG1) | 0 | 0 | 0 | 0 | 0 | 0 | 0 | 0 | 0 | 0 | 0 | 0 | 0 | 0
| Executive Director (EG2) | 0 | 0 | 0 | 0 | 0 | 0 | 0 | 0 | 0 | 0 | 0 | 0 | 0 | 0
| General Manager (EG3) | 0 | 0 | 0 | 0 | 0 | 0 | 0 | 0 | 0 | 0 | 0 | 0 | 0 | 0
| Assistant General Manager (SM1) | 1467072 | 733536 | 733536 | 1467072 | 0 | 0 | 0 | 2934144 | 1613779.2 | 1775157.12 | 0 | 0 | 0 | 3388936.32
| Principal Manager (SM2) | 3803520 | 1901760 | 1901760 | 3803520 | 0 | 0 | 0 | 7607040 | 4183872 | 4602259.2 | 0 | 0 | 0 | 8786131.2
| Senior Manager (SM3) | 2674080 | 1337040 | 1337040 | 2674080 | 0 | 0 | 0 | 5348160 | 2941488 | 3235636.8 | 0 | 0 | 0 | 6177124.8
| Manager (MM1) | 5645280 | 2822640 | 2822640 | 5645280 | 0 | 0 | 0 | 11290560 | 6209808 | 6830788.8 | 0 | 0 | 0 | 13040596.8
| Assistant Manager (MM3) | 4575648 | 2287824 | 2287824 | 4575648 | 0 | 0 | 0 | 9151296 | 5033212.8 | 5536534.08 | 0 | 0 | 0 | 10569746.88
| Officer I (SS1) | 4991616 | 2495808 | 2495808 | 4991616 | 0 | 0 | 0 | 9983232 | 5490777.6 | 6039855.36 | 0 | 0 | 0 | 11530632.96
| Officer II (SS2) | 2540376 | 1270188 | 1270188 | 2540376 | 0 | 0 | 0 | 5080752 | 2794413.6 | 3073854.96 | 0 | 0 | 0 | 5868268.56
| Officer III (SS3) | 1552452 | 776226 | 776226 | 1552452 | 0 | 0 | 0 | 3104904 | 1707697.2 | 1878466.92 | 0 | 0 | 0 | 3586164.12
| Officer IV (SS4) | 534816 | 267408 | 267408 | 534816 | 0 | 0 | 0 | 1069632 | 588297.6 | 647127.36 | 0 | 0 | 0 | 1235424.96
| Staff I (JS1) | 267408 | 133704 | 133704 | 267408 | 0 | 0 | 0 | 534816 | 294148.8 | 323563.68 | 0 | 0 | 0 | 617712.48
| Staff II (JS2) | 2852352 | 1426176 | 1426176 | 2852352 | 0 | 0 | 0 | 5704704 | 3137587.2 | 3451345.92 | 0 | 0 | 0 | 6588933.12
| Staff III (JS3) | 519960 | 259980 | 259980 | 519960 | 0 | 0 | 0 | 1039920 | 571956 | 629151.6 | 0 | 0 | 0 | 1201107.6
| Staff IV (JS4) | 891360 | 445680 | 445680 | 891360 | 0 | 0 | 0 | 1782720 | 980496 | 1078545.6 | 0 | 0 | 0 | 2059041.6
| Staff V (JS5) | 0 | 0 | 0 | 0 | 0 | 0 | 0 | 0 | 0 | 0 | 0 | 0 | 0 | 0
20034 | Electricity Allowance - Non Cash | 0 | 0 | 0 | 0 | 0 | 0 | 0 | 0 | 0 | 0 | 0 | 0 | 0 | 0
20035 | Non-accidence bonus (Drivers Only) | 494205.2388 | 247102.6194 | 247102.6194 | 988410.4776 | 0 | 0 | 0 | 1482615.7164 | 543625.7627 | 1195976.6779 | 0 | 0 | 0 | 1739602.4406
| Officer I (SS1) | 0 | 0 | 0 | 0 | 0 | 0 | 0 | 0 | 0 | 0 | 0 | 0 | 0 | 0
| Officer II (SS2) | 221765.7582 | 110882.8791 | 110882.8791 | 443531.5164 | 0 | 0 | 0 | 665297.2746 | 243942.334 | 536673.1348 | 0 | 0 | 0 | 780615.4689
| Officer III (SS3) | 57902.3298 | 28951.1649 | 28951.1649 | 115804.6596 | 0 | 0 | 0 | 173706.9894 | 63692.5628 | 140123.6381 | 0 | 0 | 0 | 203816.2009
| Officer IV (SS4) | 46604.3508 | 23302.1754 | 23302.1754 | 93208.7016 | 0 | 0 | 0 | 139813.0524 | 51264.7859 | 112782.5289 | 0 | 0 | 0 | 164047.3148
| Staff I (JS1) | 40954.6116 | 20477.3058 | 20477.3058 | 81909.2232 | 0 | 0 | 0 | 122863.8348 | 45050.0728 | 99110.1601 | 0 | 0 | 0 | 144160.2328
| Staff II (JS2) | 34483.2012 | 17241.6006 | 17241.6006 | 68966.4024 | 0 | 0 | 0 | 103449.6036 | 37931.5213 | 83449.3469 | 0 | 0 | 0 | 121380.8682
| Staff III (JS3) | 64924.02 | 32462.01 | 32462.01 | 129848.04 | 0 | 0 | 0 | 194772.06 | 71416.422 | 157116.1284 | 0 | 0 | 0 | 228532.5504
| Staff IV (JS4) | 27570.9672 | 13785.4836 | 13785.4836 | 55141.9344 | 0 | 0 | 0 | 82712.9016 | 30328.0639 | 66721.7406 | 0 | 0 | 0 | 97049.8045
| Staff V (JS5) | 0 | 0 | 0 | 0 | 0 | 0 | 0 | 0 | 0 | 0 | 0 | 0 | 0 | 0
20036 | Leave grant | 34683472.8 | 17341736.4 | 17341736.4 | 33889111.2 | 0 | 0 | 0 | 68572584 | 38151820.08 | 41005824.552 | 0 | 0 | 0 | 79157644.632
20037 | Tools allowance | 0 | 0 | 0 | 0 | 0 | 0 | 0 | 0 | 0 | 0 | 0 | 0 | 0 | 0
20038 | Meal subsidy | 3326400 | 1663200 | 1663200 | 3326400 | 0 | 0 | 0 | 6652800 | 3659040 | 4024944 | 0 | 0 | 0 | 7683984
| Managing Director / CEO (EG1) | 0 | 0 | 0 | 0 | 0 | 0 | 0 | 0 | 0 | 0 | 0 | 0 | 0 | 0
| Executive Director (EG2) | 0 | 0 | 0 | 0 | 0 | 0 | 0 | 0 | 0 | 0 | 0 | 0 | 0 | 0
| General Manager (EG3) | 0 | 0 | 0 | 0 | 0 | 0 | 0 | 0 | 0 | 0 | 0 | 0 | 0 | 0
| Assistant General Manager (SM1) | 48000 | 24000 | 24000 | 48000 | 0 | 0 | 0 | 96000 | 52800 | 58080 | 0 | 0 | 0 | 110880
| Principal Manager (SM2) | 168000 | 84000 | 84000 | 168000 | 0 | 0 | 0 | 336000 | 184800 | 203280 | 0 | 0 | 0 | 388080
| Senior Manager (SM3) | 216000 | 108000 | 108000 | 216000 | 0 | 0 | 0 | 432000 | 237600 | 261360 | 0 | 0 | 0 | 498960
| Manager (MM1) | 456000 | 228000 | 228000 | 456000 | 0 | 0 | 0 | 912000 | 501600 | 551760 | 0 | 0 | 0 | 1053360
| Assistant Manager (MM3) | 528000 | 264000 | 264000 | 528000 | 0 | 0 | 0 | 1056000 | 580800 | 638880 | 0 | 0 | 0 | 1219680
| Officer I (SS1) | 460800 | 230400 | 230400 | 460800 | 0 | 0 | 0 | 921600 | 506880 | 557568 | 0 | 0 | 0 | 1064448
| Officer II (SS2) | 345600 | 172800 | 172800 | 345600 | 0 | 0 | 0 | 691200 | 380160 | 418176 | 0 | 0 | 0 | 798336
| Officer III (SS3) | 211200 | 105600 | 105600 | 211200 | 0 | 0 | 0 | 422400 | 232320 | 255552 | 0 | 0 | 0 | 487872
| Officer IV (SS4) | 115200 | 57600 | 57600 | 115200 | 0 | 0 | 0 | 230400 | 126720 | 139392 | 0 | 0 | 0 | 266112
| Staff I (JS1) | 43200 | 21600 | 21600 | 43200 | 0 | 0 | 0 | 86400 | 47520 | 52272 | 0 | 0 | 0 | 99792
| Staff II (JS2) | 460800 | 230400 | 230400 | 460800 | 0 | 0 | 0 | 921600 | 506880 | 557568 | 0 | 0 | 0 | 1064448
| Staff III (JS3) | 100800 | 50400 | 50400 | 100800 | 0 | 0 | 0 | 201600 | 110880 | 121968 | 0 | 0 | 0 | 232848
| Staff IV (JS4) | 172800 | 86400 | 86400 | 172800 | 0 | 0 | 0 | 345600 | 190080 | 209088 | 0 | 0 | 0 | 399168
| Staff V (JS5) | 0 | 0 | 0 | 0 | 0 | 0 | 0 | 0 | 0 | 0 | 0 | 0 | 0 | 0
20039 | Entertainment allowance | 571200 | 285600 | 285600 | 571200 | 0 | 0 | 0 | 1142400 | 628320 | 691152 | 0 | 0 | 0 | 1319472
| Managing Director / CEO (EG1) | 0 | 0 | 0 | 0 | 0 | 0 | 0 | 0 | 0 | 0 | 0 | 0 | 0 | 0
| Executive Director (EG2) | 0 | 0 | 0 | 0 | 0 | 0 | 0 | 0 | 0 | 0 | 0 | 0 | 0 | 0
| General Manager (EG3) | 0 | 0 | 0 | 0 | 0 | 0 | 0 | 0 | 0 | 0 | 0 | 0 | 0 | 0
| Assistant General Manager (SM1) | 81600 | 40800 | 40800 | 81600 | 0 | 0 | 0 | 163200 | 89760 | 98736 | 0 | 0 | 0 | 188496
| Principal Manager (SM2) | 214200 | 107100 | 107100 | 214200 | 0 | 0 | 0 | 428400 | 235620 | 259182 | 0 | 0 | 0 | 494802
| Senior Manager (SM3) | 275400 | 137700 | 137700 | 275400 | 0 | 0 | 0 | 550800 | 302940 | 333234 | 0 | 0 | 0 | 636174
20040 | Utility allowance | 26012604.6 | 13006302.3 | 13006302.3 | 25416833.4 | 0 | 0 | 0 | 51429438 | 28613865.06 | 30754368.414 | 0 | 0 | 0 | 59368233.474
20041 | Productivity bonus | 14451447 | 7225723.5 | 7225723.5 | 14120463 | 0 | 0 | 0 | 28571910 | 15896591.7 | 17085760.23 | 0 | 0 | 0 | 32982351.93
20042 | Domestic servant allowance | 23367852 | 11683926 | 11683926 | 23367852 | 0 | 0 | 0 | 46735704 | 25704637.2 | 28275100.92 | 0 | 0 | 0 | 53979738.12
| Managing Director / CEO (EG1) | 0 | 0 | 0 | 0 | 0 | 0 | 0 | 0 | 0 | 0 | 0 | 0 | 0 | 0
| Executive Director (EG2) | 0 | 0 | 0 | 0 | 0 | 0 | 0 | 0 | 0 | 0 | 0 | 0 | 0 | 0
| General Manager (EG3) | 0 | 0 | 0 | 0 | 0 | 0 | 0 | 0 | 0 | 0 | 0 | 0 | 0 | 0
| Assistant General Manager (SM1) | 4834728 | 2417364 | 2417364 | 4834728 | 0 | 0 | 0 | 9669456 | 5318200.8 | 5850020.88 | 0 | 0 | 0 | 11168221.68
| Principal Manager (SM2) | 11281032 | 5640516 | 5640516 | 11281032 | 0 | 0 | 0 | 22562064 | 12409135.2 | 13650048.72 | 0 | 0 | 0 | 26059183.92
| Senior Manager (SM3) | 7252092 | 3626046 | 3626046 | 7252092 | 0 | 0 | 0 | 14504184 | 7977301.2 | 8775031.32 | 0 | 0 | 0 | 16752332.52
20045 | Hazard allowance | 17341736.4 | 8670868.2 | 8670868.2 | 16944555.6 | 0 | 0 | 0 | 34286292 | 19075910.04 | 20502912.276 | 0 | 0 | 0 | 39578822.316
20046 | Power/Transmission all'ce | 26012604.6 | 13006302.3 | 13006302.3 | 25416833.4 | 0 | 0 | 0 | 51429438 | 28613865.06 | 30754368.414 | 0 | 0 | 0 | 59368233.474
20047 | Turn around maintenance | 0 | 0 | 0 | 0 | 0 | 0 | 0 | 0 | 0 | 0 | 0 | 0 | 0 | 0
20049 | Furniture Allowance | 69366945.6 | 34683472.8 | 34683472.8 | 67778222.4 | 0 | 0 | 0 | 137145168 | 76303640.16 | 82011649.104 | 0 | 0 | 0 | 158315289.264

## TSP-EN
[10 empty] | 1 | 2 | 3 | 4 | 5
A/C Codes | Description | 2013 Constant Prices | [7 empty] | Nominal Prices
|  | 2014 | 2014 H1 | 2014 H2 | 2015 | 2016 | 2017 | 2018 | TOTAL | 2014 | 2015 | 2016 | 2017 | 2018 | TOTAL
TOTAL |  | 743115769.9878 | 371557884.9939 | 371557884.9939 | 727252489.2246 | 0 | 0 | 0 | 1470368259.2124 | 810509781.3866 | 879057524.1658 | 0 | 0 | 0
20001 | Basic salary | 196392888 | 98196444 | 98196444 | 190104192 | 0 | 0 | 0 | 386497080 | 209114611.2 | 230026072.32 | 0 | 0 | 0 | 439140683.52
| Managing Director / CEO (EG1) | 0 | 0 | 0 | 0 | 0 | 0 | 0 | 0 | 0 | 0 |  |  |  | 0
| Executive Director (EG2) | 0 | 0 | 0 | 0 | 0 | 0 | 0 | 0 | 0 | 0 | 0 | 0 | 0 | 0
| General Manager (EG3) | 0 | 0 | 0 | 0 | 0 | 0 | 0 | 0 | 0 | 0 | 0 | 0 | 0 | 0
| Assistant General Manager (SM1) | 6287382 | 3143691 | 3143691 | 6287382 | 0 | 0 | 0 | 12574764 | 6916120.2 | 7607732.22 | 0 | 0 | 0 | 14523852.42
| Principal Manager (SM2) | 8019792 | 4009896 | 4009896 | 8019792 | 0 | 0 | 0 | 16039584 | 8821771.2 | 9703948.32 | 0 | 0 | 0 | 18525719.52
| Senior Manager (SM3) | 17431686 | 8715843 | 8715843 | 17431686 | 0 | 0 | 0 | 34863372 | 19174854.6 | 21092340.06 | 0 | 0 | 0 | 40267194.66
| Manager (MM1) | 35713008 | 17856504 | 17856504 | 35713008 | 0 | 0 | 0 | 71426016 | 39284308.8 | 43212739.68 | 0 | 0 | 0 | 82497048.48
| Assistant Manager (MM3) | 32604750 | 16302375 | 16302375 | 32604750 | 0 | 0 | 0 | 65209500 | 35865225 | 39451747.5 | 0 | 0 | 0 | 75316972.5
| Officer I (SS1) | 22876524 | 11438262 | 11438262 | 22876524 | 0 | 0 | 0 | 45753048 | 25164176.4 | 27680594.04 | 0 | 0 | 0 | 52844770.44
| Officer II (SS2) | 26622540 | 13311270 | 13311270 | 26622540 | 0 | 0 | 0 | 53245080 | 29284794 | 32213273.4 | 0 | 0 | 0 | 61498067.4
| Officer III (SS3) | 21548286 | 10774143 | 10774143 | 21548286 | 0 | 0 | 0 | 43096572 | 23703114.6 | 26073426.06 | 0 | 0 | 0 | 49776540.66
| Officer IV (SS4) | 3356856 | 1678428 | 1678428 | 3356856 | 0 | 0 | 0 | 6713712 | 3692541.6 | 4061795.76 | 0 | 0 | 0 | 7754337.36
| Staff I (JS1) | 983304 | 491652 | 491652 | 983304 | 0 | 0 | 0 | 1966608 | 1081634.4 | 1189797.84 | 0 | 0 | 0 | 2271432.24
| Staff II (JS2) | 10763064 | 5381532 | 5381532 | 10763064 | 0 | 0 | 0 | 21526128 | 11839370.4 | 13023307.44 | 0 | 0 | 0 | 24862677.84
| Staff III (JS3) | 3897000 | 1948500 | 1948500 | 3897000 | 0 | 0 | 0 | 7794000 | 4286700 | 4715370 | 0 | 0 | 0 | 9002070
| Staff IV (JS4) | 6288696 | 3144348 | 3144348 | 6288696 | 0 | 0 | 0 | 12577392 | 6917565.6 | 7609322.16 | 0 | 0 | 0 | 14526887.76
| Staff V (JS5) | 0 | 0 | 0 | 0 | 0 | 0 | 0 | 0 | 0 | 0 | 0 | 0 | 0 | 0
20003 | Salary Consolidation | 70786379.517 | 35393189.7585 | 35393189.7585 | 68939075.067 | 0 | 0 | 0 | 139725454.584 | 77865017.4687 | 83416280.8311 | 0 | 0 | 0 | 161281298.2998
| Pension Benefits | 27010710.495 | 13505355.2475 | 13505355.2475 | 26421145.245 | 0 | 0 | 0 | 53431855.74 | 29711781.5445 | 31969585.7465 | 0 | 0 | 0 | 61681367.291
| Provision for Medical | 39278577.6 | 19639288.8 | 19639288.8 | 38020838.4 | 0 | 0 | 0 | 77299416 | 43206435.36 | 46005214.464 | 0 | 0 | 0 | 89211649.824
| Provision for ITF | 4497091.422 | 2248545.711 | 2248545.711 | 4497091.422 | 0 | 0 | 0 | 8994182.844 | 4946800.5642 | 5441480.6206 | 0 | 0 | 0 | 10388281.1848
| Senior Manager (SM3) and above | 869193.51 | 434596.755 | 434596.755 | 869193.51 | 0 | 0 | 0 | 1738387.02 | 956112.861 | 1051724.1471 | 0 | 0 | 0 | 2007837.0081
| Officer III (SS3) to Manager (MM1) | 3092528.376 | 1546264.188 | 1546264.188 | 3092528.376 | 0 | 0 | 0 | 6185056.752 | 3401781.2136 | 3741959.335 | 0 | 0 | 0 | 7143740.5486
| Officer IV (SS4) and below | 535369.536 | 267684.768 | 267684.768 | 535369.536 | 0 | 0 | 0 | 1070739.072 | 588906.4896 | 647797.1386 | 0 | 0 | 0 | 1236703.6282
20004 | Overtime (JS5 to SS4) | 758667.6 | 379333.8 | 379333.8 | 758667.6 | 0 | 0 | 0 | 1517335.2 | 834534.36 | 0 | 0 | 0 | 0 | 834534.36
20005 | Extra duty allowance (SS3 to MM1) | 20904766.2 | 10452383.1 | 10452383.1 | 20904766.2 | 0 | 0 | 0 | 41809532.4 | 22995242.82 | 25294767.102 | 0 | 0 | 0 | 48290009.922
20006 | Shift allowance | 10016037.288 | 5008018.644 | 5008018.644 | 9695313.792 | 0 | 0 | 0 | 19711351.08 | 11017641.0168 | 11731329.6883 | 0 | 0 | 0 | 22748970.7051
20008 | Contract Pay/Allowance Non-Expatriate | 0 | 0 | 0 | 0 | 0 | 0 | 0 | 0 | 0 | 0 | 0 | 0 | 0 | 0
20009 | On-call allowance | 4909822.2 | 2454911.1 | 2454911.1 | 4752604.8 | 0 | 0 | 0 | 9662427 | 5400804.42 | 5750651.808 | 0 | 0 | 0 | 11151456.228
20010 | Salary Arrears | 0 | 0 | 0 | 0 | 0 | 0 | 0 | 0 | 0 | 0 | 0 | 0 | 0 | 0
20013 | Leave Commuted to Cash | 0 | 0 | 0 | 0 | 0 | 0 | 0 | 0 | 0 | 0 | 0 | 0 | 0 | 0
20031 | Transport allowance | 49098222 | 24549111 | 24549111 | 47526048 | 0 | 0 | 0 | 96624270 | 54008044.2 | 57506518.08 | 0 | 0 | 0 | 111514562.28
20032 | Housing allowance | 114651696.6 | 57325848.3 | 57325848.3 | 114651696.6 | 0 | 0 | 0 | 229303393.2 | 126116866.26 | 138728552.886 | 0 | 0 | 0 | 264845419.146
| Manager & Above | 47216307.6 | 23608153.8 | 23608153.8 | 47216307.6 | 0 | 0 | 0 | 94432615.2 | 51937938.36 |  |  |  |  | 51937938.36
| Asst Manager & Below | 67435389 | 33717694.5 | 33717694.5 | 67435389 | 0 | 0 | 0 | 134870778 | 74178927.9 |  |  |  |  | 74178927.9
20033 | Electricity allowance-cash | 36262452 | 18131226 | 18131226 | 36262452 | 0 | 0 | 0 | 72524904 | 39888697.2 | 43877566.92 | 0 | 0 | 0 | 83766264.12
| Managing Director / CEO (EG1) | 0 | 0 | 0 | 0 | 0 | 0 | 0 | 0 | 0 | 0 | 0 | 0 | 0 | 0
| Executive Director (EG2) | 0 | 0 | 0 | 0 | 0 | 0 | 0 | 0 | 0 | 0 | 0 | 0 | 0 | 0
| General Manager (EG3) | 0 | 0 | 0 | 0 | 0 | 0 | 0 | 0 | 0 | 0 | 0 | 0 | 0 | 0
| Assistant General Manager (SM1) | 2200608 | 1100304 | 1100304 | 2200608 | 0 | 0 | 0 | 4401216 | 2420668.8 | 2662735.68 | 0 | 0 | 0 | 5083404.48
| Principal Manager (SM2) | 2173440 | 1086720 | 1086720 | 2173440 | 0 | 0 | 0 | 4346880 | 2390784 | 2629862.4 | 0 | 0 | 0 | 5020646.4
| Senior Manager (SM3) | 2674080 | 1337040 | 1337040 | 2674080 | 0 | 0 | 0 | 5348160 | 2941488 | 3235636.8 | 0 | 0 | 0 | 6177124.8
| Manager (MM1) | 5645280 | 2822640 | 2822640 | 5645280 | 0 | 0 | 0 | 11290560 | 6209808 | 6830788.8 | 0 | 0 | 0 | 13040596.8
| Assistant Manager (MM3) | 5199600 | 2599800 | 2599800 | 5199600 | 0 | 0 | 0 | 10399200 | 5719560 | 6291516 | 0 | 0 | 0 | 12011076
| Officer I (SS1) | 4575648 | 2287824 | 2287824 | 4575648 | 0 | 0 | 0 | 9151296 | 5033212.8 | 5536534.08 | 0 | 0 | 0 | 10569746.88
| Officer II (SS2) | 4233960 | 2116980 | 2116980 | 4233960 | 0 | 0 | 0 | 8467920 | 4657356 | 5123091.6 | 0 | 0 | 0 | 9780447.6
| Officer III (SS3) | 4375092 | 2187546 | 2187546 | 4375092 | 0 | 0 | 0 | 8750184 | 4812601.2 | 5293861.32 | 0 | 0 | 0 | 10106462.52
| Officer IV (SS4) | 534816 | 267408 | 267408 | 534816 | 0 | 0 | 0 | 1069632 | 588297.6 | 647127.36 | 0 | 0 | 0 | 1235424.96
| Staff I (JS1) | 178272 | 89136 | 89136 | 178272 | 0 | 0 | 0 | 356544 | 196099.2 | 215709.12 | 0 | 0 | 0 | 411808.32
| Staff II (JS2) | 2317536 | 1158768 | 1158768 | 2317536 | 0 | 0 | 0 | 4635072 | 2549289.6 | 2804218.56 | 0 | 0 | 0 | 5353508.16
| Staff III (JS3) | 742800 | 371400 | 371400 | 742800 | 0 | 0 | 0 | 1485600 | 817080 | 898788 | 0 | 0 | 0 | 1715868
| Staff IV (JS4) | 1411320 | 705660 | 705660 | 1411320 | 0 | 0 | 0 | 2822640 | 1552452 | 1707697.2 | 0 | 0 | 0 | 3260149.2
| Staff V (JS5) | 0 | 0 | 0 | 0 | 0 | 0 | 0 | 0 | 0 | 0 | 0 | 0 | 0 | 0
20034 | Electricity Allowance - Non Cash | 0 | 0 | 0 | 0 | 0 | 0 | 0 | 0 | 0 | 0 | 0 | 0 | 0 | 0
20035 | Non-accidence bonus (Drivers Only) | 1135588.5828 | 567794.2914 | 567794.2914 | 2271177.1656 | 0 | 0 | 0 | 3406765.7484 | 1249147.4411 | 2748124.3704 | 0 | 0 | 0 | 3997271.8115
| Officer I (SS1) | 0 | 0 | 0 | 0 | 0 | 0 | 0 | 0 | 0 | 0 | 0 | 0 | 0 | 0
| Officer II (SS2) | 369609.597 | 184804.7985 | 184804.7985 | 739219.194 | 0 | 0 | 0 | 1108828.791 | 406570.5567 | 894455.2247 | 0 | 0 | 0 | 1301025.7814
| Officer III (SS3) | 173706.9894 | 86853.4947 | 86853.4947 | 347413.9788 | 0 | 0 | 0 | 521120.9682 | 191077.6883 | 420370.9143 | 0 | 0 | 0 | 611448.6027
| Officer IV (SS4) | 46604.3508 | 23302.1754 | 23302.1754 | 93208.7016 | 0 | 0 | 0 | 139813.0524 | 51264.7859 | 112782.5289 | 0 | 0 | 0 | 164047.3148
| Staff I (JS1) | 0 | 0 | 0 | 0 | 0 | 0 | 0 | 0 | 0 | 0 | 0 | 0 | 0 | 0
| Staff II (JS2) | 448281.6156 | 224140.8078 | 224140.8078 | 896563.2312 | 0 | 0 | 0 | 1344844.8468 | 493109.7772 | 1084841.5098 | 0 | 0 | 0 | 1577951.2869
| Staff III (JS3) | 97386.03 | 48693.015 | 48693.015 | 194772.06 | 0 | 0 | 0 | 292158.09 | 107124.633 | 235674.1926 | 0 | 0 | 0 | 342798.8256
| Staff IV (JS4) | 0 | 0 | 0 | 0 | 0 | 0 | 0 | 0 | 0 | 0 | 0 | 0 | 0 | 0
| Staff V (JS5) | 0 | 0 | 0 | 0 | 0 | 0 | 0 | 0 | 0 | 0 | 0 | 0 | 0 | 0
20036 | Leave grant | 39278577.6 | 19639288.8 | 19639288.8 | 38020838.4 | 0 | 0 | 0 | 77299416 | 43206435.36 | 46005214.464 | 0 | 0 | 0 | 89211649.824
20037 | Tools allowance | 0 | 0 | 0 | 0 | 0 | 0 | 0 | 0 | 0 | 0 | 0 | 0 | 0 | 0
20038 | Meal subsidy | 3969600 | 1984800 | 1984800 | 3969600 | 0 | 0 | 0 | 7939200 | 4366560 | 4803216 | 0 | 0 | 0 | 9169776
| Managing Director / CEO (EG1) | 0 | 0 | 0 | 0 | 0 | 0 | 0 | 0 | 0 | 0 | 0 | 0 | 0 | 0
| Executive Director (EG2) | 0 | 0 | 0 | 0 | 0 | 0 | 0 | 0 | 0 | 0 | 0 | 0 | 0 | 0
| General Manager (EG3) | 0 | 0 | 0 | 0 | 0 | 0 | 0 | 0 | 0 | 0 | 0 | 0 | 0 | 0
| Assistant General Manager (SM1) | 72000 | 36000 | 36000 | 72000 | 0 | 0 | 0 | 144000 | 79200 | 87120 | 0 | 0 | 0 | 166320
| Principal Manager (SM2) | 96000 | 48000 | 48000 | 96000 | 0 | 0 | 0 | 192000 | 105600 | 116160 | 0 | 0 | 0 | 221760
| Senior Manager (SM3) | 216000 | 108000 | 108000 | 216000 | 0 | 0 | 0 | 432000 | 237600 | 261360 | 0 | 0 | 0 | 498960
| Manager (MM1) | 456000 | 228000 | 228000 | 456000 | 0 | 0 | 0 | 912000 | 501600 | 551760 | 0 | 0 | 0 | 1053360
| Assistant Manager (MM3) | 600000 | 300000 | 300000 | 600000 | 0 | 0 | 0 | 1200000 | 660000 | 726000 | 0 | 0 | 0 | 1386000
| Officer I (SS1) | 422400 | 211200 | 211200 | 422400 | 0 | 0 | 0 | 844800 | 464640 | 511104 | 0 | 0 | 0 | 975744
| Officer II (SS2) | 576000 | 288000 | 288000 | 576000 | 0 | 0 | 0 | 1152000 | 633600 | 696960 | 0 | 0 | 0 | 1330560
| Officer III (SS3) | 595200 | 297600 | 297600 | 595200 | 0 | 0 | 0 | 1190400 | 654720 | 720192 | 0 | 0 | 0 | 1374912
| Officer IV (SS4) | 115200 | 57600 | 57600 | 115200 | 0 | 0 | 0 | 230400 | 126720 | 139392 | 0 | 0 | 0 | 266112
| Staff I (JS1) | 28800 | 14400 | 14400 | 28800 | 0 | 0 | 0 | 57600 | 31680 | 34848 | 0 | 0 | 0 | 66528
| Staff II (JS2) | 374400 | 187200 | 187200 | 374400 | 0 | 0 | 0 | 748800 | 411840 | 453024 | 0 | 0 | 0 | 864864
| Staff III (JS3) | 144000 | 72000 | 72000 | 144000 | 0 | 0 | 0 | 288000 | 158400 | 174240 | 0 | 0 | 0 | 332640
| Staff IV (JS4) | 273600 | 136800 | 136800 | 273600 | 0 | 0 | 0 | 547200 | 300960 | 331056 | 0 | 0 | 0 | 632016
| Staff V (JS5) | 0 | 0 | 0 | 0 | 0 | 0 | 0 | 0 | 0 | 0 | 0 | 0 | 0 | 0
20039 | Entertainment allowance | 520200 | 260100 | 260100 | 520200 | 0 | 0 | 0 | 1040400 | 572220 | 629442 | 0 | 0 | 0 | 1201662
| Managing Director / CEO (EG1) | 0 | 0 | 0 | 0 | 0 | 0 | 0 | 0 | 0 | 0 | 0 | 0 | 0 | 0
| Executive Director (EG2) | 0 | 0 | 0 | 0 | 0 | 0 | 0 | 0 | 0 | 0 | 0 | 0 | 0 | 0
| General Manager (EG3) | 0 | 0 | 0 | 0 | 0 | 0 | 0 | 0 | 0 | 0 | 0 | 0 | 0 | 0
| Assistant General Manager (SM1) | 122400 | 61200 | 61200 | 122400 | 0 | 0 | 0 | 244800 | 134640 | 148104 | 0 | 0 | 0 | 282744
| Principal Manager (SM2) | 122400 | 61200 | 61200 | 122400 | 0 | 0 | 0 | 244800 | 134640 | 148104 | 0 | 0 | 0 | 282744
| Senior Manager (SM3) | 275400 | 137700 | 137700 | 275400 | 0 | 0 | 0 | 550800 | 302940 | 333234 | 0 | 0 | 0 | 636174
20040 | Utility allowance | 29458933.2 | 14729466.6 | 14729466.6 | 28515628.8 | 0 | 0 | 0 | 57974562 | 32404826.52 | 34503910.848 | 0 | 0 | 0 | 66908737.368
20041 | Productivity bonus | 16366074 | 8183037 | 8183037 | 15842016 | 0 | 0 | 0 | 32208090 | 18002681.4 | 19168839.36 | 0 | 0 | 0 | 37171520.76
20042 | Domestic servant allowance | 20950488 | 10475244 | 10475244 | 20950488 | 0 | 0 | 0 | 41900976 | 23045536.8 | 25350090.48 | 0 | 0 | 0 | 48395627.28
| Managing Director / CEO (EG1) | 0 | 0 | 0 | 0 | 0 | 0 | 0 | 0 | 0 | 0 | 0 | 0 | 0 | 0
| Executive Director (EG2) | 0 | 0 | 0 | 0 | 0 | 0 | 0 | 0 | 0 | 0 | 0 | 0 | 0 | 0
| General Manager (EG3) | 0 | 0 | 0 | 0 | 0 | 0 | 0 | 0 | 0 | 0 | 0 | 0 | 0 | 0
| Assistant General Manager (SM1) | 7252092 | 3626046 | 3626046 | 7252092 | 0 | 0 | 0 | 14504184 | 7977301.2 | 8775031.32 | 0 | 0 | 0 | 16752332.52
| Principal Manager (SM2) | 6446304 | 3223152 | 3223152 | 6446304 | 0 | 0 | 0 | 12892608 | 7090934.4 | 7800027.84 | 0 | 0 | 0 | 14890962.24
| Senior Manager (SM3) | 7252092 | 3626046 | 3626046 | 7252092 | 0 | 0 | 0 | 14504184 | 7977301.2 | 8775031.32 | 0 | 0 | 0 | 16752332.52
20045 | Hazard allowance | 19639288.8 | 9819644.4 | 9819644.4 | 19010419.2 | 0 | 0 | 0 | 38649708 | 21603217.68 | 23002607.232 | 0 | 0 | 0 | 44605824.912
20046 | Power/Transmission all'ce | 29458933.2 | 14729466.6 | 14729466.6 | 28515628.8 | 0 | 0 | 0 | 57974562 | 32404826.52 | 34503910.848 | 0 | 0 | 0 | 66908737.368
20047 | Turn around maintenance | 0 | 0 | 0 | 0 | 0 | 0 | 0 | 0 | 0 | 0 | 0 | 0 | 0 | 0
20049 | Furniture Allowance | 78557155.2 | 39278577.6 | 39278577.6 | 76041676.8 | 0 | 0 | 0 | 154598832 | 86412870.72 | 92010428.928 | 0 | 0 | 0 | 178423299.648

## TSP-KA
|  | 2013 Constant Prices | [7 empty] | 1 | 2 | 3 | 4 | 5
A/C Codes | Description | [8 empty] | Nominal Prices
|  | 2014 | 2014 H1 | 2014 H2 | 2015 | 2016 | 2017 | 2018 | TOTAL | 2014 | 2015 | 2016 | 2017 | 2018 | TOTAL
TOTAL |  | 828920618.2323 | 414460309.1161 | 414460309.1161 | 823033447.7577 | 0 | 0 | 0 | 1651954065.99 | 908900020.8555 | 995870471.7868 | 0 | 0 | 0
20001 | Basic salary | 213321006 | 106660503 | 106660503 | 210673134 | 0 | 0 | 0 | 423994140 | 231740447.4 | 254914492.14 | 0 | 0 | 0 | 486654939.54
| Managing Director / CEO (EG1) | 0 | 0 | 0 | 0 | 0 | 0 | 0 | 0 | 0 | 0 |  |  |  | 0
| Executive Director (EG2) | 0 | 0 | 0 | 0 | 0 | 0 | 0 | 0 | 0 | 0 | 0 | 0 | 0 | 0
| General Manager (EG3) | 0 | 0 | 0 | 0 | 0 | 0 | 0 | 0 | 0 | 0 | 0 | 0 | 0 | 0
| Assistant General Manager (SM1) | 6287382 | 3143691 | 3143691 | 6287382 | 0 | 0 | 0 | 12574764 | 6916120.2 | 7607732.22 | 0 | 0 | 0 | 14523852.42
| Principal Manager (SM2) | 12029688 | 6014844 | 6014844 | 12029688 | 0 | 0 | 0 | 24059376 | 13232656.8 | 14555922.48 | 0 | 0 | 0 | 27788579.28
| Senior Manager (SM3) | 56168766 | 28084383 | 28084383 | 56168766 | 0 | 0 | 0 | 112337532 | 61785642.6 | 67964206.86 | 0 | 0 | 0 | 129749849.46
| Manager (MM1) | 30074112 | 15037056 | 15037056 | 30074112 | 0 | 0 | 0 | 60148224 | 33081523.2 | 36389675.52 | 0 | 0 | 0 | 69471198.72
| Assistant Manager (MM3) | 19562850 | 9781425 | 9781425 | 19562850 | 0 | 0 | 0 | 39125700 | 21519135 | 23671048.5 | 0 | 0 | 0 | 45190183.5
| Officer I (SS1) | 22876524 | 11438262 | 11438262 | 22876524 | 0 | 0 | 0 | 45753048 | 25164176.4 | 27680594.04 | 0 | 0 | 0 | 52844770.44
| Officer II (SS2) | 23960286 | 11980143 | 11980143 | 23960286 | 0 | 0 | 0 | 47920572 | 26356314.6 | 28991946.06 | 0 | 0 | 0 | 55348260.66
| Officer III (SS3) | 3475530 | 1737765 | 1737765 | 3475530 | 0 | 0 | 0 | 6951060 | 3823083 | 4205391.3 | 0 | 0 | 0 | 8028474.3
| Officer IV (SS4) | 10070568 | 5035284 | 5035284 | 10070568 | 0 | 0 | 0 | 20141136 | 11077624.8 | 12185387.28 | 0 | 0 | 0 | 23263012.08
| Staff I (JS1) | 3933216 | 1966608 | 1966608 | 3933216 | 0 | 0 | 0 | 7866432 | 4326537.6 | 4759191.36 | 0 | 0 | 0 | 9085728.96
| Staff II (JS2) | 13660812 | 6830406 | 6830406 | 13660812 | 0 | 0 | 0 | 27321624 | 15026893.2 | 16529582.52 | 0 | 0 | 0 | 31556475.72
| Staff III (JS3) | 8573400 | 4286700 | 4286700 | 8573400 | 0 | 0 | 0 | 17146800 | 9430740 | 10373814 | 0 | 0 | 0 | 19804554
| Staff IV (JS4) | 2647872 | 1323936 | 1323936 | 2647872 | 0 | 0 | 0 | 5295744 | 2912659.2 | 3203925.12 | 0 | 0 | 0 | 6116584.32
| Staff V (JS5) | 0 | 0 | 0 | 0 | 0 | 0 | 0 | 0 | 0 | 0 | 0 | 0 | 0 | 0
20003 | Salary Consolidation | 77825455.0389 | 38912727.5195 | 38912727.5195 | 77047642.6389 | 0 | 0 | 0 | 154873097.6778 | 85608000.5428 | 93227647.5931 | 0 | 0 | 0 | 178835648.1359
| Pension Benefits | 30171147.5025 | 15085573.7512 | 15085573.7512 | 29922909.5025 | 0 | 0 | 0 | 60094057.005 | 33188262.2528 | 36206720.498 | 0 | 0 | 0 | 69394982.7508
| Provision for Medical | 42664201.2 | 21332100.6 | 21332100.6 | 42134626.8 | 0 | 0 | 0 | 84798828 | 46930621.32 | 50982898.428 | 0 | 0 | 0 | 97913519.748
| Provision for ITF | 4990106.3364 | 2495053.1682 | 2495053.1682 | 4990106.3364 | 0 | 0 | 0 | 9980212.6728 | 5489116.97 | 6038028.667 | 0 | 0 | 0 | 11527145.6371
| Senior Manager (SM3) and above | 1950907.638 | 975453.819 | 975453.819 | 1950907.638 | 0 | 0 | 0 | 3901815.276 | 2145998.4018 | 2360598.242 | 0 | 0 | 0 | 4506596.6438
| Officer III (SS3) to Manager (MM1) | 2216692.644 | 1108346.322 | 1108346.322 | 2216692.644 | 0 | 0 | 0 | 4433385.288 | 2438361.9084 | 2682198.0992 | 0 | 0 | 0 | 5120560.0076
| Officer IV (SS4) and below | 822506.0544 | 411253.0272 | 411253.0272 | 822506.0544 | 0 | 0 | 0 | 1645012.1088 | 904756.6598 | 995232.3258 | 0 | 0 | 0 | 1899988.9857
20004 | Overtime (JS5 to SS4) | 1166576.04 | 583288.02 | 583288.02 | 1166576.04 | 0 | 0 | 0 | 2333152.08 | 1283233.644 | 1411557.0084 | 0 | 0 | 0 | 2694790.6524
20005 | Extra duty allowance (SS3 to MM1) | 14992395.3 | 7496197.65 | 7496197.65 | 14992395.3 | 0 | 0 | 0 | 29984790.6 | 16491634.83 | 18140798.313 | 0 | 0 | 0 | 34632433.143
20006 | Shift allowance | 10879371.306 | 5439685.653 | 5439685.653 | 10744329.834 | 0 | 0 | 0 | 21623701.14 | 11967308.4366 | 13000639.0991 | 0 | 0 | 0 | 24967947.5357
20008 | Contract Pay/Allowance Non-Expatriate | 0 | 0 | 0 | 0 | 0 | 0 | 0 | 0 | 0 | 0 | 0 | 0 | 0 | 0
20009 | On-call allowance | 5333025.15 | 2666512.575 | 2666512.575 | 5266828.35 | 0 | 0 | 0 | 10599853.5 | 5866327.665 | 6372862.3035 | 0 | 0 | 0 | 12239189.9685
20010 | Salary Arrears | 0 | 0 | 0 | 0 | 0 | 0 | 0 | 0 | 0 | 0 | 0 | 0 | 0 | 0
20013 | Leave Commuted to Cash | 0 | 0 | 0 | 0 | 0 | 0 | 0 | 0 | 0 | 0 | 0 | 0 | 0 | 0
20031 | Transport allowance | 53330251.5 | 26665125.75 | 26665125.75 | 52668283.5 | 0 | 0 | 0 | 105998535 | 58663276.65 | 63728623.035 | 0 | 0 | 0 | 122391899.685
20032 | Housing allowance | 135630709.2 | 67815354.6 | 67815354.6 | 135630709.2 | 0 | 0 | 0 | 271261418.4 | 149193780.12 | 164113158.132 | 0 | 0 | 0 | 313306938.252
| Manager & Above | 73191963.6 | 36595981.8 | 36595981.8 | 73191963.6 | 0 | 0 | 0 | 146383927.2 | 80511159.96 |  |  |  |  | 80511159.96
| Asst Manager & Below | 62438745.6 | 31219372.8 | 31219372.8 | 62438745.6 | 0 | 0 | 0 | 124877491.2 | 68682620.16 |  |  |  |  | 68682620.16
20033 | Electricity allowance-cash | 38530224 | 19265112 | 19265112 | 38530224 | 0 | 0 | 0 | 77060448 | 42383246.4 | 46621571.04 | 0 | 0 | 0 | 89004817.44
| Managing Director / CEO (EG1) | 0 | 0 | 0 | 0 | 0 | 0 | 0 | 0 | 0 | 0 | 0 | 0 | 0 | 0
| Executive Director (EG2) | 0 | 0 | 0 | 0 | 0 | 0 | 0 | 0 | 0 | 0 | 0 | 0 | 0 | 0
| General Manager (EG3) | 0 | 0 | 0 | 0 | 0 | 0 | 0 | 0 | 0 | 0 | 0 | 0 | 0 | 0
| Assistant General Manager (SM1) | 2200608 | 1100304 | 1100304 | 2200608 | 0 | 0 | 0 | 4401216 | 2420668.8 | 2662735.68 | 0 | 0 | 0 | 5083404.48
| Principal Manager (SM2) | 3260160 | 1630080 | 1630080 | 3260160 | 0 | 0 | 0 | 6520320 | 3586176 | 3944793.6 | 0 | 0 | 0 | 7530969.6
| Senior Manager (SM3) | 8616480 | 4308240 | 4308240 | 8616480 | 0 | 0 | 0 | 17232960 | 9478128 | 10425940.8 | 0 | 0 | 0 | 19904068.8
| Manager (MM1) | 4753920 | 2376960 | 2376960 | 4753920 | 0 | 0 | 0 | 9507840 | 5229312 | 5752243.2 | 0 | 0 | 0 | 10981555.2
| Assistant Manager (MM3) | 3119760 | 1559880 | 1559880 | 3119760 | 0 | 0 | 0 | 6239520 | 3431736 | 3774909.6 | 0 | 0 | 0 | 7206645.6
| Officer I (SS1) | 4575648 | 2287824 | 2287824 | 4575648 | 0 | 0 | 0 | 9151296 | 5033212.8 | 5536534.08 | 0 | 0 | 0 | 10569746.88
| Officer II (SS2) | 3810564 | 1905282 | 1905282 | 3810564 | 0 | 0 | 0 | 7621128 | 4191620.4 | 4610782.44 | 0 | 0 | 0 | 8802402.84
| Officer III (SS3) | 705660 | 352830 | 352830 | 705660 | 0 | 0 | 0 | 1411320 | 776226 | 853848.6 | 0 | 0 | 0 | 1630074.6
| Officer IV (SS4) | 1604448 | 802224 | 802224 | 1604448 | 0 | 0 | 0 | 3208896 | 1764892.8 | 1941382.08 | 0 | 0 | 0 | 3706274.88
| Staff I (JS1) | 713088 | 356544 | 356544 | 713088 | 0 | 0 | 0 | 1426176 | 784396.8 | 862836.48 | 0 | 0 | 0 | 1647233.28
| Staff II (JS2) | 2941488 | 1470744 | 1470744 | 2941488 | 0 | 0 | 0 | 5882976 | 3235636.8 | 3559200.48 | 0 | 0 | 0 | 6794837.28
| Staff III (JS3) | 1634160 | 817080 | 817080 | 1634160 | 0 | 0 | 0 | 3268320 | 1797576 | 1977333.6 | 0 | 0 | 0 | 3774909.6
| Staff IV (JS4) | 594240 | 297120 | 297120 | 594240 | 0 | 0 | 0 | 1188480 | 653664 | 719030.4 | 0 | 0 | 0 | 1372694.4
| Staff V (JS5) | 0 | 0 | 0 | 0 | 0 | 0 | 0 | 0 | 0 | 0 | 0 | 0 | 0 | 0
20034 | Electricity Allowance - Non Cash | 0 | 0 | 0 | 0 | 0 | 0 | 0 | 0 | 0 | 0 | 0 | 0 | 0 | 0
20035 | Non-accidence bonus (Drivers Only) | 1270248.1974 | 635124.0987 | 635124.0987 | 2540496.3948 | 0 | 0 | 0 | 3810744.5922 | 1397273.0171 | 3074000.6377 | 0 | 0 | 0 | 4471273.6548
| Officer I (SS1) | 0 | 0 | 0 | 0 | 0 | 0 | 0 | 0 | 0 | 0 | 0 | 0 | 0 | 0
| Officer II (SS2) | 517453.4358 | 258726.7179 | 258726.7179 | 1034906.8716 | 0 | 0 | 0 | 1552360.3074 | 569198.7794 | 1252237.3146 | 0 | 0 | 0 | 1821436.094
| Officer III (SS3) | 115804.6596 | 57902.3298 | 57902.3298 | 231609.3192 | 0 | 0 | 0 | 347413.9788 | 127385.1256 | 280247.2762 | 0 | 0 | 0 | 407632.4018
| Officer IV (SS4) | 0 | 0 | 0 | 0 | 0 | 0 | 0 | 0 | 0 | 0 | 0 | 0 | 0 | 0
| Staff I (JS1) | 0 | 0 | 0 | 0 | 0 | 0 | 0 | 0 | 0 | 0 | 0 | 0 | 0 | 0
| Staff II (JS2) | 344832.012 | 172416.006 | 172416.006 | 689664.024 | 0 | 0 | 0 | 1034496.036 | 379315.2132 | 834493.469 | 0 | 0 | 0 | 1213808.6822
| Staff III (JS3) | 292158.09 | 146079.045 | 146079.045 | 584316.18 | 0 | 0 | 0 | 876474.27 | 321373.899 | 707022.5778 | 0 | 0 | 0 | 1028396.4768
| Staff IV (JS4) | 0 | 0 | 0 | 0 | 0 | 0 | 0 | 0 | 0 | 0 | 0 | 0 | 0 | 0
| Staff V (JS5) | 0 | 0 | 0 | 0 | 0 | 0 | 0 | 0 | 0 | 0 | 0 | 0 | 0 | 0
20036 | Leave grant | 42664201.2 | 21332100.6 | 21332100.6 | 42134626.8 | 0 | 0 | 0 | 84798828 | 46930621.32 | 50982898.428 | 0 | 0 | 0 | 97913519.748
20037 | Tools allowance | 0 | 0 | 0 | 0 | 0 | 0 | 0 | 0 | 0 | 0 | 0 | 0 | 0 | 0
20038 | Meal subsidy | 4060800 | 2030400 | 2030400 | 4060800 | 0 | 0 | 0 | 8121600 | 4466880 | 4913568 | 0 | 0 | 0 | 9380448
| Managing Director / CEO (EG1) | 0 | 0 | 0 | 0 | 0 | 0 | 0 | 0 | 0 | 0 | 0 | 0 | 0 | 0
| Executive Director (EG2) | 0 | 0 | 0 | 0 | 0 | 0 | 0 | 0 | 0 | 0 | 0 | 0 | 0 | 0
| General Manager (EG3) | 0 | 0 | 0 | 0 | 0 | 0 | 0 | 0 | 0 | 0 | 0 | 0 | 0 | 0
| Assistant General Manager (SM1) | 72000 | 36000 | 36000 | 72000 | 0 | 0 | 0 | 144000 | 79200 | 87120 | 0 | 0 | 0 | 166320
| Principal Manager (SM2) | 144000 | 72000 | 72000 | 144000 | 0 | 0 | 0 | 288000 | 158400 | 174240 | 0 | 0 | 0 | 332640
| Senior Manager (SM3) | 696000 | 348000 | 348000 | 696000 | 0 | 0 | 0 | 1392000 | 765600 | 842160 | 0 | 0 | 0 | 1607760
| Manager (MM1) | 384000 | 192000 | 192000 | 384000 | 0 | 0 | 0 | 768000 | 422400 | 464640 | 0 | 0 | 0 | 887040
| Assistant Manager (MM3) | 360000 | 180000 | 180000 | 360000 | 0 | 0 | 0 | 720000 | 396000 | 435600 | 0 | 0 | 0 | 831600
| Officer I (SS1) | 422400 | 211200 | 211200 | 422400 | 0 | 0 | 0 | 844800 | 464640 | 511104 | 0 | 0 | 0 | 975744
| Officer II (SS2) | 518400 | 259200 | 259200 | 518400 | 0 | 0 | 0 | 1036800 | 570240 | 627264 | 0 | 0 | 0 | 1197504
| Officer III (SS3) | 96000 | 48000 | 48000 | 96000 | 0 | 0 | 0 | 192000 | 105600 | 116160 | 0 | 0 | 0 | 221760
| Officer IV (SS4) | 345600 | 172800 | 172800 | 345600 | 0 | 0 | 0 | 691200 | 380160 | 418176 | 0 | 0 | 0 | 798336
| Staff I (JS1) | 115200 | 57600 | 57600 | 115200 | 0 | 0 | 0 | 230400 | 126720 | 139392 | 0 | 0 | 0 | 266112
| Staff II (JS2) | 475200 | 237600 | 237600 | 475200 | 0 | 0 | 0 | 950400 | 522720 | 574992 | 0 | 0 | 0 | 1097712
| Staff III (JS3) | 316800 | 158400 | 158400 | 316800 | 0 | 0 | 0 | 633600 | 348480 | 383328 | 0 | 0 | 0 | 731808
| Staff IV (JS4) | 115200 | 57600 | 57600 | 115200 | 0 | 0 | 0 | 230400 | 126720 | 139392 | 0 | 0 | 0 | 266112
| Staff V (JS5) | 0 | 0 | 0 | 0 | 0 | 0 | 0 | 0 | 0 | 0 | 0 | 0 | 0 | 0
20039 | Entertainment allowance | 1193400 | 596700 | 596700 | 1193400 | 0 | 0 | 0 | 2386800 | 1312740 | 1444014 | 0 | 0 | 0 | 2756754
| Managing Director / CEO (EG1) | 0 | 0 | 0 | 0 | 0 | 0 | 0 | 0 | 0 | 0 | 0 | 0 | 0 | 0
| Executive Director (EG2) | 0 | 0 | 0 | 0 | 0 | 0 | 0 | 0 | 0 | 0 | 0 | 0 | 0 | 0
| General Manager (EG3) | 0 | 0 | 0 | 0 | 0 | 0 | 0 | 0 | 0 | 0 | 0 | 0 | 0 | 0
| Assistant General Manager (SM1) | 122400 | 61200 | 61200 | 122400 | 0 | 0 | 0 | 244800 | 134640 | 148104 | 0 | 0 | 0 | 282744
| Principal Manager (SM2) | 183600 | 91800 | 91800 | 183600 | 0 | 0 | 0 | 367200 | 201960 | 222156 | 0 | 0 | 0 | 424116
| Senior Manager (SM3) | 887400 | 443700 | 443700 | 887400 | 0 | 0 | 0 | 1774800 | 976140 | 1073754 | 0 | 0 | 0 | 2049894
20040 | Utility allowance | 31998150.9 | 15999075.45 | 15999075.45 | 31600970.1 | 0 | 0 | 0 | 63599121 | 35197965.99 | 38237173.821 | 0 | 0 | 0 | 73435139.811
20041 | Productivity bonus | 17776750.5 | 8888375.25 | 8888375.25 | 17556094.5 | 0 | 0 | 0 | 35332845 | 19554425.55 | 21242874.345 | 0 | 0 | 0 | 40797299.895
20042 | Domestic servant allowance | 40289400 | 20144700 | 20144700 | 40289400 | 0 | 0 | 0 | 80578800 | 44318340 | 48750174 | 0 | 0 | 0 | 93068514
| Managing Director / CEO (EG1) | 0 | 0 | 0 | 0 | 0 | 0 | 0 | 0 | 0 | 0 | 0 | 0 | 0 | 0
| Executive Director (EG2) | 0 | 0 | 0 | 0 | 0 | 0 | 0 | 0 | 0 | 0 | 0 | 0 | 0 | 0
| General Manager (EG3) | 0 | 0 | 0 | 0 | 0 | 0 | 0 | 0 | 0 | 0 | 0 | 0 | 0 | 0
| Assistant General Manager (SM1) | 7252092 | 3626046 | 3626046 | 7252092 | 0 | 0 | 0 | 14504184 | 7977301.2 | 8775031.32 | 0 | 0 | 0 | 16752332.52
| Principal Manager (SM2) | 9669456 | 4834728 | 4834728 | 9669456 | 0 | 0 | 0 | 19338912 | 10636401.6 | 11700041.76 | 0 | 0 | 0 | 22336443.36
| Senior Manager (SM3) | 23367852 | 11683926 | 11683926 | 23367852 | 0 | 0 | 0 | 46735704 | 25704637.2 | 28275100.92 | 0 | 0 | 0 | 53979738.12
20045 | Hazard allowance | 21332100.6 | 10666050.3 | 10666050.3 | 21067313.4 | 0 | 0 | 0 | 42399414 | 23465310.66 | 25491449.214 | 0 | 0 | 0 | 48956759.874
20046 | Power/Transmission all'ce | 31998150.9 | 15999075.45 | 15999075.45 | 31600970.1 | 0 | 0 | 0 | 63599121 | 35197965.99 | 38237173.821 | 0 | 0 | 0 | 73435139.811
20047 | Turn around maintenance | 0 | 0 | 0 | 0 | 0 | 0 | 0 | 0 | 0 | 0 | 0 | 0 | 0 | 0
20049 | Furniture Allowance | 85328402.4 | 42664201.2 | 42664201.2 | 84269253.6 | 0 | 0 | 0 | 169597656 | 93861242.64 | 101965796.856 | 0 | 0 | 0 | 195827039.496

## TSP-LA
[10 empty] | 1 | 2 | 3 | 4 | 5
A/C Codes | Description | 2013 Constant Prices | [7 empty] | Nominal Prices
|  | 2014 | 2014 H1 | 2014 H2 | 2015 | 2016 | 2017 | 2018 | TOTAL | 2014 | 2015 | 2016 | 2017 | 2018 | TOTAL
TOTAL |  | 1299230239.3632 | 649615119.6816 | 649615119.6816 | 1292823962.418 | 0 | 0 | 0 | 2592054201.7812 | 1425512439.2995 | 1563331728.7454 | 0 | 0 | 0
20001 | Basic salary | 343308312 | 171654156 | 171654156 | 339998472 | 0 | 0 | 0 | 683306784 | 373998319.2 | 411398151.12 | 0 | 0 | 0 | 785396470.32
| Managing Director / CEO (EG1) | 0 | 0 | 0 | 0 | 0 | 0 | 0 | 0 | 0 | 0 |  |  |  | 0
| Executive Director (EG2) | 0 | 0 | 0 | 0 | 0 | 0 | 0 | 0 | 0 | 0 | 0 | 0 | 0 | 0
| General Manager (EG3) | 2109294 | 1054647 | 1054647 | 2109294 | 0 | 0 | 0 | 4218588 | 2320223.4 | 2552245.74 | 0 | 0 | 0 | 4872469.14
| Assistant General Manager (SM1) | 8383176 | 4191588 | 4191588 | 8383176 | 0 | 0 | 0 | 16766352 | 9221493.6 | 10143642.96 | 0 | 0 | 0 | 19365136.56
| Principal Manager (SM2) | 18044532 | 9022266 | 9022266 | 18044532 | 0 | 0 | 0 | 36089064 | 19848985.2 | 21833883.72 | 0 | 0 | 0 | 41682868.92
| Senior Manager (SM3) | 48421350 | 24210675 | 24210675 | 48421350 | 0 | 0 | 0 | 96842700 | 53263485 | 58589833.5 | 0 | 0 | 0 | 111853318.5
| Manager (MM1) | 58268592 | 29134296 | 29134296 | 58268592 | 0 | 0 | 0 | 116537184 | 64095451.2 | 70504996.32 | 0 | 0 | 0 | 134600447.52
| Assistant Manager (MM3) | 67817880 | 33908940 | 33908940 | 67817880 | 0 | 0 | 0 | 135635760 | 74599668 | 82059634.8 | 0 | 0 | 0 | 156659302.8
| Officer I (SS1) | 48872574 | 24436287 | 24436287 | 48872574 | 0 | 0 | 0 | 97745148 | 53759831.4 | 59135814.54 | 0 | 0 | 0 | 112895645.94
| Officer II (SS2) | 55907334 | 27953667 | 27953667 | 55907334 | 0 | 0 | 0 | 111814668 | 61498067.4 | 67647874.14 | 0 | 0 | 0 | 129145941.54
| Officer III (SS3) | 8341272 | 4170636 | 4170636 | 8341272 | 0 | 0 | 0 | 16682544 | 9175399.2 | 10092939.12 | 0 | 0 | 0 | 19268338.32
| Officer IV (SS4) | 5035284 | 2517642 | 2517642 | 5035284 | 0 | 0 | 0 | 10070568 | 5538812.4 | 6092693.64 | 0 | 0 | 0 | 11631506.04
| Staff I (JS1) | 4916520 | 2458260 | 2458260 | 4916520 | 0 | 0 | 0 | 9833040 | 5408172 | 5948989.2 | 0 | 0 | 0 | 11357161.2
| Staff II (JS2) | 10763064 | 5381532 | 5381532 | 10763064 | 0 | 0 | 0 | 21526128 | 11839370.4 | 13023307.44 | 0 | 0 | 0 | 24862677.84
| Staff III (JS3) | 3117600 | 1558800 | 1558800 | 3117600 | 0 | 0 | 0 | 6235200 | 3429360 | 3772296 | 0 | 0 | 0 | 7201656
| Staff IV (JS4) | 3309840 | 1654920 | 1654920 | 3309840 | 0 | 0 | 0 | 6619680 | 3640824 | 4004906.4 | 0 | 0 | 0 | 7645730.4
| Staff V (JS5) | 0 | 0 | 0 | 0 | 0 | 0 | 0 | 0 | 0 | 0 | 0 | 0 | 0 | 0
20003 | Salary Consolidation | 123265055.8164 | 61632527.9082 | 61632527.9082 | 122292790.3164 | 0 | 0 | 0 | 245557846.1328 | 135591561.398 | 147974276.2828 | 0 | 0 | 0 | 283565837.6809
| Pension Benefits | 46648401.93 | 23324200.965 | 23324200.965 | 46338104.43 | 0 | 0 | 0 | 92986506.36 | 51313242.123 | 56069106.3603 | 0 | 0 | 0 | 107382348.4833
| Provision for Medical | 68661662.4 | 34330831.2 | 34330831.2 | 67999694.4 | 0 | 0 | 0 | 136661356.8 | 75527828.64 | 82279630.224 | 0 | 0 | 0 | 157807458.864
| Provision for ITF | 7954991.4864 | 3977495.7432 | 3977495.7432 | 7954991.4864 | 0 | 0 | 0 | 15909982.9728 | 8750490.635 | 9625539.6985 | 0 | 0 | 0 | 18376030.3336
| Senior Manager (SM3) and above | 2075015.136 | 1037507.568 | 1037507.568 | 2075015.136 | 0 | 0 | 0 | 4150030.272 | 2282516.6496 | 2510768.3146 | 0 | 0 | 0 | 4793284.9642
| Officer III (SS3) to Manager (MM1) | 5305912.344 | 2652956.172 | 2652956.172 | 5305912.344 | 0 | 0 | 0 | 10611824.688 | 5836503.5784 | 6420153.9362 | 0 | 0 | 0 | 12256657.5146
| Officer IV (SS4) and below | 574064.0064 | 287032.0032 | 287032.0032 | 574064.0064 | 0 | 0 | 0 | 1148128.0128 | 631470.407 | 694617.4477 | 0 | 0 | 0 | 1326087.8548
20004 | Overtime (JS5 to SS4) | 814269.24 | 407134.62 | 407134.62 | 814269.24 | 0 | 0 | 0 | 1628538.48 | 895696.164 | 0 | 0 | 0 | 0 | 895696.164
20005 | Extra duty allowance (SS3 to MM1) | 35881147.8 | 17940573.9 | 17940573.9 | 35881147.8 | 0 | 0 | 0 | 71762295.6 | 39469262.58 | 43416188.838 | 0 | 0 | 0 | 82885451.418
20006 | Shift allowance | 17508723.912 | 8754361.956 | 8754361.956 | 17339922.072 | 0 | 0 | 0 | 34848645.984 | 19259596.3032 | 20981305.7071 | 0 | 0 | 0 | 40240902.0103
20008 | Contract Pay/Allowance Non-Expatriate | 0 | 0 | 0 | 0 | 0 | 0 | 0 | 0 | 0 | 0 | 0 | 0 | 0 | 0
20009 | On-call allowance | 8582707.8 | 4291353.9 | 4291353.9 | 8499961.8 | 0 | 0 | 0 | 17082669.6 | 9440978.58 | 10284953.778 | 0 | 0 | 0 | 19725932.358
20010 | Salary Arrears | 0 | 0 | 0 | 0 | 0 | 0 | 0 | 0 | 0 | 0 | 0 | 0 | 0 | 0
20013 | Leave Commuted to Cash | 0 | 0 | 0 | 0 | 0 | 0 | 0 | 0 | 0 | 0 | 0 | 0 | 0 | 0
20031 | Transport allowance | 85827078 | 42913539 | 42913539 | 84999618 | 0 | 0 | 0 | 170826696 | 94409785.8 | 102849537.78 | 0 | 0 | 0 | 197259323.58
20032 | Housing allowance | 192843302.4 | 96421651.2 | 96421651.2 | 192843302.4 | 0 | 0 | 0 | 385686604.8 | 212127632.64 | 233340395.904 | 0 | 0 | 0 | 445468028.544
| Manager & Above | 94658860.8 | 47329430.4 | 47329430.4 | 94658860.8 | 0 | 0 | 0 | 189317721.6 | 104124746.88 |  |  |  |  | 104124746.88
| Asst Manager & Below | 98184441.6 | 49092220.8 | 49092220.8 | 98184441.6 | 0 | 0 | 0 | 196368883.2 | 108002885.76 |  |  |  |  | 108002885.76
20033 | Electricity allowance-cash | 61720116 | 30860058 | 30860058 | 61720116 | 0 | 0 | 0 | 123440232 | 67892127.6 | 74681340.36 | 0 | 0 | 0 | 142573467.96
| Managing Director / CEO (EG1) | 0 | 0 | 0 | 0 | 0 | 0 | 0 | 0 | 0 | 0 | 0 | 0 | 0 | 0
| Executive Director (EG2) | 0 | 0 | 0 | 0 | 0 | 0 | 0 | 0 | 0 | 0 | 0 | 0 | 0 | 0
| General Manager (EG3) | 733536 | 366768 | 366768 | 733536 | 0 | 0 | 0 | 1467072 | 806889.6 | 887578.56 | 0 | 0 | 0 | 1694468.16
| Assistant General Manager (SM1) | 2934144 | 1467072 | 1467072 | 2934144 | 0 | 0 | 0 | 5868288 | 3227558.4 | 3550314.24 | 0 | 0 | 0 | 6777872.64
| Principal Manager (SM2) | 4890240 | 2445120 | 2445120 | 4890240 | 0 | 0 | 0 | 9780480 | 5379264 | 5917190.4 | 0 | 0 | 0 | 11296454.4
| Senior Manager (SM3) | 7428000 | 3714000 | 3714000 | 7428000 | 0 | 0 | 0 | 14856000 | 8170800 | 8987880 | 0 | 0 | 0 | 17158680
| Manager (MM1) | 9210720 | 4605360 | 4605360 | 9210720 | 0 | 0 | 0 | 18421440 | 10131792 | 11144971.2 | 0 | 0 | 0 | 21276763.2
| Assistant Manager (MM3) | 10815168 | 5407584 | 5407584 | 10815168 | 0 | 0 | 0 | 21630336 | 11896684.8 | 13086353.28 | 0 | 0 | 0 | 24983038.08
| Officer I (SS1) | 9775248 | 4887624 | 4887624 | 9775248 | 0 | 0 | 0 | 19550496 | 10752772.8 | 11828050.08 | 0 | 0 | 0 | 22580822.88
| Officer II (SS2) | 8891316 | 4445658 | 4445658 | 8891316 | 0 | 0 | 0 | 17782632 | 9780447.6 | 10758492.36 | 0 | 0 | 0 | 20538939.96
| Officer III (SS3) | 1693584 | 846792 | 846792 | 1693584 | 0 | 0 | 0 | 3387168 | 1862942.4 | 2049236.64 | 0 | 0 | 0 | 3912179.04
| Officer IV (SS4) | 802224 | 401112 | 401112 | 802224 | 0 | 0 | 0 | 1604448 | 882446.4 | 970691.04 | 0 | 0 | 0 | 1853137.44
| Staff I (JS1) | 891360 | 445680 | 445680 | 891360 | 0 | 0 | 0 | 1782720 | 980496 | 1078545.6 | 0 | 0 | 0 | 2059041.6
| Staff II (JS2) | 2317536 | 1158768 | 1158768 | 2317536 | 0 | 0 | 0 | 4635072 | 2549289.6 | 2804218.56 | 0 | 0 | 0 | 5353508.16
| Staff III (JS3) | 594240 | 297120 | 297120 | 594240 | 0 | 0 | 0 | 1188480 | 653664 | 719030.4 | 0 | 0 | 0 | 1372694.4
| Staff IV (JS4) | 742800 | 371400 | 371400 | 742800 | 0 | 0 | 0 | 1485600 | 817080 | 898788 | 0 | 0 | 0 | 1715868
| Staff V (JS5) | 0 | 0 | 0 | 0 | 0 | 0 | 0 | 0 | 0 | 0 | 0 | 0 | 0 | 0
20034 | Electricity Allowance - Non Cash | 0 | 0 | 0 | 0 | 0 | 0 | 0 | 0 | 0 | 0 | 0 | 0 | 0 | 0
20035 | Non-accidence bonus (Drivers Only) | 2540496.3948 | 1270248.1974 | 1270248.1974 | 5080992.7896 | 0 | 0 | 0 | 7621489.1844 | 2794546.0343 | 6148001.2754 | 0 | 0 | 0 | 8942547.3097
| Officer I (SS1) | 0 | 0 | 0 | 0 | 0 | 0 | 0 | 0 | 0 | 0 | 0 | 0 | 0 | 0
| Officer II (SS2) | 1034906.8716 | 517453.4358 | 517453.4358 | 2069813.7432 | 0 | 0 | 0 | 3104720.6148 | 1138397.5588 | 2504474.6293 | 0 | 0 | 0 | 3642872.188
| Officer III (SS3) | 231609.3192 | 115804.6596 | 115804.6596 | 463218.6384 | 0 | 0 | 0 | 694827.9576 | 254770.2511 | 560494.5525 | 0 | 0 | 0 | 815264.8036
| Officer IV (SS4) | 0 | 0 | 0 | 0 | 0 | 0 | 0 | 0 | 0 | 0 | 0 | 0 | 0 | 0
| Staff I (JS1) | 0 | 0 | 0 | 0 | 0 | 0 | 0 | 0 | 0 | 0 | 0 | 0 | 0 | 0
| Staff II (JS2) | 689664.024 | 344832.012 | 344832.012 | 1379328.048 | 0 | 0 | 0 | 2068992.072 | 758630.4264 | 1668986.9381 | 0 | 0 | 0 | 2427617.3645
| Staff III (JS3) | 584316.18 | 292158.09 | 292158.09 | 1168632.36 | 0 | 0 | 0 | 1752948.54 | 642747.798 | 1414045.1556 | 0 | 0 | 0 | 2056792.9536
| Staff IV (JS4) | 0 | 0 | 0 | 0 | 0 | 0 | 0 | 0 | 0 | 0 | 0 | 0 | 0 | 0
| Staff V (JS5) | 0 | 0 | 0 | 0 | 0 | 0 | 0 | 0 | 0 | 0 | 0 | 0 | 0 | 0
20036 | Leave grant | 68661662.4 | 34330831.2 | 34330831.2 | 67999694.4 | 0 | 0 | 0 | 136661356.8 | 75527828.64 | 82279630.224 | 0 | 0 | 0 | 157807458.864
20037 | Tools allowance | 0 | 0 | 0 | 0 | 0 | 0 | 0 | 0 | 0 | 0 | 0 | 0 | 0 | 0
20038 | Meal subsidy | 6225600 | 3112800 | 3112800 | 6225600 | 0 | 0 | 0 | 12451200 | 6848160 | 7532976 | 0 | 0 | 0 | 14381136
| Managing Director / CEO (EG1) | 0 | 0 | 0 | 0 | 0 | 0 | 0 | 0 | 0 | 0 | 0 | 0 | 0 | 0
| Executive Director (EG2) | 0 | 0 | 0 | 0 | 0 | 0 | 0 | 0 | 0 | 0 | 0 | 0 | 0 | 0
| General Manager (EG3) | 28800 | 14400 | 14400 | 28800 | 0 | 0 | 0 | 57600 | 31680 | 34848 | 0 | 0 | 0 | 66528
| Assistant General Manager (SM1) | 96000 | 48000 | 48000 | 96000 | 0 | 0 | 0 | 192000 | 105600 | 116160 | 0 | 0 | 0 | 221760
| Principal Manager (SM2) | 216000 | 108000 | 108000 | 216000 | 0 | 0 | 0 | 432000 | 237600 | 261360 | 0 | 0 | 0 | 498960
| Senior Manager (SM3) | 600000 | 300000 | 300000 | 600000 | 0 | 0 | 0 | 1200000 | 660000 | 726000 | 0 | 0 | 0 | 1386000
| Manager (MM1) | 744000 | 372000 | 372000 | 744000 | 0 | 0 | 0 | 1488000 | 818400 | 900240 | 0 | 0 | 0 | 1718640
| Assistant Manager (MM3) | 1248000 | 624000 | 624000 | 1248000 | 0 | 0 | 0 | 2496000 | 1372800 | 1510080 | 0 | 0 | 0 | 2882880
| Officer I (SS1) | 902400 | 451200 | 451200 | 902400 | 0 | 0 | 0 | 1804800 | 992640 | 1091904 | 0 | 0 | 0 | 2084544
| Officer II (SS2) | 1209600 | 604800 | 604800 | 1209600 | 0 | 0 | 0 | 2419200 | 1330560 | 1463616 | 0 | 0 | 0 | 2794176
| Officer III (SS3) | 230400 | 115200 | 115200 | 230400 | 0 | 0 | 0 | 460800 | 253440 | 278784 | 0 | 0 | 0 | 532224
| Officer IV (SS4) | 172800 | 86400 | 86400 | 172800 | 0 | 0 | 0 | 345600 | 190080 | 209088 | 0 | 0 | 0 | 399168
| Staff I (JS1) | 144000 | 72000 | 72000 | 144000 | 0 | 0 | 0 | 288000 | 158400 | 174240 | 0 | 0 | 0 | 332640
| Staff II (JS2) | 374400 | 187200 | 187200 | 374400 | 0 | 0 | 0 | 748800 | 411840 | 453024 | 0 | 0 | 0 | 864864
| Staff III (JS3) | 115200 | 57600 | 57600 | 115200 | 0 | 0 | 0 | 230400 | 126720 | 139392 | 0 | 0 | 0 | 266112
| Staff IV (JS4) | 144000 | 72000 | 72000 | 144000 | 0 | 0 | 0 | 288000 | 158400 | 174240 | 0 | 0 | 0 | 332640
| Staff V (JS5) | 0 | 0 | 0 | 0 | 0 | 0 | 0 | 0 | 0 | 0 | 0 | 0 | 0 | 0
20039 | Entertainment allowance | 1254600 | 627300 | 627300 | 1254600 | 0 | 0 | 0 | 2509200 | 1380060 | 1518066 | 0 | 0 | 0 | 2898126
| Managing Director / CEO (EG1) | 0 | 0 | 0 | 0 | 0 | 0 | 0 | 0 | 0 | 0 | 0 | 0 | 0 | 0
| Executive Director (EG2) | 0 | 0 | 0 | 0 | 0 | 0 | 0 | 0 | 0 | 0 | 0 | 0 | 0 | 0
| General Manager (EG3) | 51000 | 25500 | 25500 | 51000 | 0 | 0 | 0 | 102000 | 56100 | 61710 | 0 | 0 | 0 | 117810
| Assistant General Manager (SM1) | 163200 | 81600 | 81600 | 163200 | 0 | 0 | 0 | 326400 | 179520 | 197472 | 0 | 0 | 0 | 376992
| Principal Manager (SM2) | 275400 | 137700 | 137700 | 275400 | 0 | 0 | 0 | 550800 | 302940 | 333234 | 0 | 0 | 0 | 636174
| Senior Manager (SM3) | 765000 | 382500 | 382500 | 765000 | 0 | 0 | 0 | 1530000 | 841500 | 925650 | 0 | 0 | 0 | 1767150
20040 | Utility allowance | 51496246.8 | 25748123.4 | 25748123.4 | 50999770.8 | 0 | 0 | 0 | 102496017.6 | 56645871.48 | 61709722.668 | 0 | 0 | 0 | 118355594.148
20041 | Productivity bonus | 28609026 | 14304513 | 14304513 | 28333206 | 0 | 0 | 0 | 56942232 | 31469928.6 | 34283179.26 | 0 | 0 | 0 | 65753107.86
20042 | Domestic servant allowance | 47541492 | 23770746 | 23770746 | 47541492 | 0 | 0 | 0 | 95082984 | 52295641.2 | 57525205.32 | 0 | 0 | 0 | 109820846.52
| Managing Director / CEO (EG1) | 0 | 0 | 0 | 0 | 0 | 0 | 0 | 0 | 0 | 0 | 0 | 0 | 0 | 0
| Executive Director (EG2) | 0 | 0 | 0 | 0 | 0 | 0 | 0 | 0 | 0 | 0 | 0 | 0 | 0 | 0
| General Manager (EG3) | 3223152 | 1611576 | 1611576 | 3223152 | 0 | 0 | 0 | 6446304 | 3545467.2 | 3900013.92 | 0 | 0 | 0 | 7445481.12
| Assistant General Manager (SM1) | 9669456 | 4834728 | 4834728 | 9669456 | 0 | 0 | 0 | 19338912 | 10636401.6 | 11700041.76 | 0 | 0 | 0 | 22336443.36
| Principal Manager (SM2) | 14504184 | 7252092 | 7252092 | 14504184 | 0 | 0 | 0 | 29008368 | 15954602.4 | 17550062.64 | 0 | 0 | 0 | 33504665.04
| Senior Manager (SM3) | 20144700 | 10072350 | 10072350 | 20144700 | 0 | 0 | 0 | 40289400 | 22159170 | 24375087 | 0 | 0 | 0 | 46534257
20045 | Hazard allowance | 34330831.2 | 17165415.6 | 17165415.6 | 33999847.2 | 0 | 0 | 0 | 68330678.4 | 37763914.32 | 41139815.112 | 0 | 0 | 0 | 78903729.432
20046 | Power/Transmission all'ce | 51496246.8 | 25748123.4 | 25748123.4 | 50999770.8 | 0 | 0 | 0 | 102496017.6 | 56645871.48 | 61709722.668 | 0 | 0 | 0 | 118355594.148
20047 | Turn around maintenance | 0 | 0 | 0 | 0 | 0 | 0 | 0 | 0 | 0 | 0 | 0 | 0 | 0 | 0
20049 | Furniture Allowance | 137323324.8 | 68661662.4 | 68661662.4 | 135999388.8 | 0 | 0 | 0 | 273322713.6 | 151055657.28 | 164559260.448 | 0 | 0 | 0 | 315614917.728

## TSP-OS
[10 empty] | 1 | 2 | 3 | 4 | 5
A/C Codes | Description | 2013 Constant Prices | [7 empty] | Nominal Prices
|  | 2014 | 2014 H1 | 2014 H2 | 2015 | 2016 | 2017 | 2018 | TOTAL | 2014 | 2015 | 2016 | 2017 | 2018 | TOTAL
TOTAL |  | 915705784.89 | 457852892.445 | 457852892.445 | 907937832.333 | 0 | 0 | 0 | 1823643617.223 | 1003635539.379 | 1097667964.8729 | 0 | 0 | 0
20001 | Basic salary | 239537520 | 119768760 | 119768760 | 236227680 | 0 | 0 | 0 | 475765200 | 259850448 | 285835492.8 | 0 | 0 | 0 | 545685940.8
| Managing Director / CEO (EG1) | 0 | 0 | 0 | 0 | 0 | 0 | 0 | 0 | 0 | 0 |  |  |  | 0
| Executive Director (EG2) | 0 | 0 | 0 | 0 | 0 | 0 | 0 | 0 | 0 | 0 | 0 | 0 | 0 | 0
| General Manager (EG3) | 0 | 0 | 0 | 0 | 0 | 0 | 0 | 0 | 0 | 0 | 0 | 0 | 0 | 0
| Assistant General Manager (SM1) | 6287382 | 3143691 | 3143691 | 6287382 | 0 | 0 | 0 | 12574764 | 6916120.2 | 7607732.22 | 0 | 0 | 0 | 14523852.42
| Principal Manager (SM2) | 22054428 | 11027214 | 11027214 | 22054428 | 0 | 0 | 0 | 44108856 | 24259870.8 | 26685857.88 | 0 | 0 | 0 | 50945728.68
| Senior Manager (SM3) | 34863372 | 17431686 | 17431686 | 34863372 | 0 | 0 | 0 | 69726744 | 38349709.2 | 42184680.12 | 0 | 0 | 0 | 80534389.32
| Manager (MM1) | 39472272 | 19736136 | 19736136 | 39472272 | 0 | 0 | 0 | 78944544 | 43419499.2 | 47761449.12 | 0 | 0 | 0 | 91180948.32
| Assistant Manager (MM3) | 41734080 | 20867040 | 20867040 | 41734080 | 0 | 0 | 0 | 83468160 | 45907488 | 50498236.8 | 0 | 0 | 0 | 96405724.8
| Officer I (SS1) | 33274944 | 16637472 | 16637472 | 33274944 | 0 | 0 | 0 | 66549888 | 36602438.4 | 40262682.24 | 0 | 0 | 0 | 76865120.64
| Officer II (SS2) | 28397376 | 14198688 | 14198688 | 28397376 | 0 | 0 | 0 | 56794752 | 31237113.6 | 34360824.96 | 0 | 0 | 0 | 65597938.56
| Officer III (SS3) | 7646166 | 3823083 | 3823083 | 7646166 | 0 | 0 | 0 | 15292332 | 8410782.6 | 9251860.86 | 0 | 0 | 0 | 17662643.46
| Officer IV (SS4) | 3916332 | 1958166 | 1958166 | 3916332 | 0 | 0 | 0 | 7832664 | 4307965.2 | 4738761.72 | 0 | 0 | 0 | 9046726.92
| Staff I (JS1) | 0 | 0 | 0 | 0 | 0 | 0 | 0 | 0 | 0 | 0 | 0 | 0 | 0 | 0
| Staff II (JS2) | 11177028 | 5588514 | 5588514 | 11177028 | 0 | 0 | 0 | 22354056 | 12294730.8 | 13524203.88 | 0 | 0 | 0 | 25818934.68
| Staff III (JS3) | 7404300 | 3702150 | 3702150 | 7404300 | 0 | 0 | 0 | 14808600 | 8144730 | 8959203 | 0 | 0 | 0 | 17103933
| Staff IV (JS4) | 3309840 | 1654920 | 1654920 | 3309840 | 0 | 0 | 0 | 6619680 | 3640824 | 4004906.4 | 0 | 0 | 0 | 7645730.4
| Staff V (JS5) | 0 | 0 | 0 | 0 | 0 | 0 | 0 | 0 | 0 | 0 | 0 | 0 | 0 | 0
20003 | Salary Consolidation | 86342017.887 | 43171008.9435 | 43171008.9435 | 85369752.387 | 0 | 0 | 0 | 171711770.274 | 94976219.6757 | 103297400.3883 | 0 | 0 | 0 | 198273620.064
| Pension Benefits | 32841323.1 | 16420661.55 | 16420661.55 | 32531025.6 | 0 | 0 | 0 | 65372348.7 | 36125455.41 | 39362540.976 | 0 | 0 | 0 | 75487996.386
| Provision for Medical | 47907504 | 23953752 | 23953752 | 47245536 | 0 | 0 | 0 | 95153040 | 52698254.4 | 57167098.56 | 0 | 0 | 0 | 109865352.96
| Provision for ITF | 5593190.787 | 2796595.3935 | 2796595.3935 | 5593190.787 | 0 | 0 | 0 | 11186381.574 | 6152509.8657 | 6767760.8523 | 0 | 0 | 0 | 12920270.718
| Senior Manager (SM3) and above | 1708320.351 | 854160.1755 | 854160.1755 | 1708320.351 | 0 | 0 | 0 | 3416640.702 | 1879152.3861 | 2067067.6247 | 0 | 0 | 0 | 3946220.0108
| Officer III (SS3) to Manager (MM1) | 3338666.436 | 1669333.218 | 1669333.218 | 3338666.436 | 0 | 0 | 0 | 6677332.872 | 3672533.0796 | 4039786.3876 | 0 | 0 | 0 | 7712319.4672
| Officer IV (SS4) and below | 546204 | 273102 | 273102 | 546204 | 0 | 0 | 0 | 1092408 | 600824.4 | 660906.84 | 0 | 0 | 0 | 1261731.24
20004 | Overtime (JS5 to SS4) | 774225 | 387112.5 | 387112.5 | 774225 | 0 | 0 | 0 | 1548450 | 851647.5 | 0 | 0 | 0 | 0 | 851647.5
20005 | Extra duty allowance (SS3 to MM1) | 22578725.7 | 11289362.85 | 11289362.85 | 22578725.7 | 0 | 0 | 0 | 45157451.4 | 24836598.27 | 27320258.097 | 0 | 0 | 0 | 52156856.367
20006 | Shift allowance | 12216413.52 | 6108206.76 | 6108206.76 | 12047611.68 | 0 | 0 | 0 | 24264025.2 | 13438054.872 | 14577610.1328 | 0 | 0 | 0 | 28015665.0048
20008 | Contract Pay/Allowance Non-Expatriate | 0 | 0 | 0 | 0 | 0 | 0 | 0 | 0 | 0 | 0 | 0 | 0 | 0 | 0
20009 | On-call allowance | 5988438 | 2994219 | 2994219 | 5905692 | 0 | 0 | 0 | 11894130 | 6587281.8 | 7145887.32 | 0 | 0 | 0 | 13733169.12
20010 | Salary Arrears | 0 | 0 | 0 | 0 | 0 | 0 | 0 | 0 | 0 | 0 | 0 | 0 | 0 | 0
20013 | Leave Commuted to Cash | 0 | 0 | 0 | 0 | 0 | 0 | 0 | 0 | 0 | 0 | 0 | 0 | 0 | 0
20031 | Transport allowance | 59884380 | 29942190 | 29942190 | 59056920 | 0 | 0 | 0 | 118941300 | 65872818 | 71458873.2 | 0 | 0 | 0 | 137331691.2
20032 | Housing allowance | 138462408 | 69231204 | 69231204 | 138462408 | 0 | 0 | 0 | 276924816 | 152308648.8 | 167539513.68 | 0 | 0 | 0 | 319848162.48
| Manager & Above | 71874217.8 | 35937108.9 | 35937108.9 | 71874217.8 | 0 | 0 | 0 | 143748435.6 | 79061639.58 |  |  |  |  | 79061639.58
| Asst Manager & Below | 66588190.2 | 33294095.1 | 33294095.1 | 66588190.2 | 0 | 0 | 0 | 133176380.4 | 73247009.22 |  |  |  |  | 73247009.22
20033 | Electricity allowance-cash | 44329644 | 22164822 | 22164822 | 44329644 | 0 | 0 | 0 | 88659288 | 48762608.4 | 53638869.24 | 0 | 0 | 0 | 102401477.64
| Managing Director / CEO (EG1) | 0 | 0 | 0 | 0 | 0 | 0 | 0 | 0 | 0 | 0 | 0 | 0 | 0 | 0
| Executive Director (EG2) | 0 | 0 | 0 | 0 | 0 | 0 | 0 | 0 | 0 | 0 | 0 | 0 | 0 | 0
| General Manager (EG3) | 0 | 0 | 0 | 0 | 0 | 0 | 0 | 0 | 0 | 0 | 0 | 0 | 0 | 0
| Assistant General Manager (SM1) | 2200608 | 1100304 | 1100304 | 2200608 | 0 | 0 | 0 | 4401216 | 2420668.8 | 2662735.68 | 0 | 0 | 0 | 5083404.48
| Principal Manager (SM2) | 5976960 | 2988480 | 2988480 | 5976960 | 0 | 0 | 0 | 11953920 | 6574656 | 7232121.6 | 0 | 0 | 0 | 13806777.6
| Senior Manager (SM3) | 5348160 | 2674080 | 2674080 | 5348160 | 0 | 0 | 0 | 10696320 | 5882976 | 6471273.6 | 0 | 0 | 0 | 12354249.6
| Manager (MM1) | 6239520 | 3119760 | 3119760 | 6239520 | 0 | 0 | 0 | 12479040 | 6863472 | 7549819.2 | 0 | 0 | 0 | 14413291.2
| Assistant Manager (MM3) | 6655488 | 3327744 | 3327744 | 6655488 | 0 | 0 | 0 | 13310976 | 7321036.8 | 8053140.48 | 0 | 0 | 0 | 15374177.28
| Officer I (SS1) | 6655488 | 3327744 | 3327744 | 6655488 | 0 | 0 | 0 | 13310976 | 7321036.8 | 8053140.48 | 0 | 0 | 0 | 15374177.28
| Officer II (SS2) | 4516224 | 2258112 | 2258112 | 4516224 | 0 | 0 | 0 | 9032448 | 4967846.4 | 5464631.04 | 0 | 0 | 0 | 10432477.44
| Officer III (SS3) | 1552452 | 776226 | 776226 | 1552452 | 0 | 0 | 0 | 3104904 | 1707697.2 | 1878466.92 | 0 | 0 | 0 | 3586164.12
| Officer IV (SS4) | 623952 | 311976 | 311976 | 623952 | 0 | 0 | 0 | 1247904 | 686347.2 | 754981.92 | 0 | 0 | 0 | 1441329.12
| Staff I (JS1) | 0 | 0 | 0 | 0 | 0 | 0 | 0 | 0 | 0 | 0 | 0 | 0 | 0 | 0
| Staff II (JS2) | 2406672 | 1203336 | 1203336 | 2406672 | 0 | 0 | 0 | 4813344 | 2647339.2 | 2912073.12 | 0 | 0 | 0 | 5559412.32
| Staff III (JS3) | 1411320 | 705660 | 705660 | 1411320 | 0 | 0 | 0 | 2822640 | 1552452 | 1707697.2 | 0 | 0 | 0 | 3260149.2
| Staff IV (JS4) | 742800 | 371400 | 371400 | 742800 | 0 | 0 | 0 | 1485600 | 817080 | 898788 | 0 | 0 | 0 | 1715868
| Staff V (JS5) | 0 | 0 | 0 | 0 | 0 | 0 | 0 | 0 | 0 | 0 | 0 | 0 | 0 | 0
20034 | Electricity Allowance - Non Cash | 0 | 0 | 0 | 0 | 0 | 0 | 0 | 0 | 0 | 0 | 0 | 0 | 0 | 0
20035 | Non-accidence bonus (Drivers Only) | 1178820.783 | 589410.3915 | 589410.3915 | 2357641.566 | 0 | 0 | 0 | 3536462.349 | 1296702.8613 | 2852746.2949 | 0 | 0 | 0 | 4149449.1562
| Officer I (SS1) | 0 | 0 | 0 | 0 | 0 | 0 | 0 | 0 | 0 | 0 | 0 | 0 | 0 | 0
| Officer II (SS2) | 517453.4358 | 258726.7179 | 258726.7179 | 1034906.8716 | 0 | 0 | 0 | 1552360.3074 | 569198.7794 | 1252237.3146 | 0 | 0 | 0 | 1821436.094
| Officer III (SS3) | 0 | 0 | 0 | 0 | 0 | 0 | 0 | 0 | 0 | 0 | 0 | 0 | 0 | 0
| Officer IV (SS4) | 0 | 0 | 0 | 0 | 0 | 0 | 0 | 0 | 0 | 0 | 0 | 0 | 0 | 0
| Staff I (JS1) | 0 | 0 | 0 | 0 | 0 | 0 | 0 | 0 | 0 | 0 | 0 | 0 | 0 | 0
| Staff II (JS2) | 206899.2072 | 103449.6036 | 103449.6036 | 413798.4144 | 0 | 0 | 0 | 620697.6216 | 227589.1279 | 500696.0814 | 0 | 0 | 0 | 728285.2093
| Staff III (JS3) | 454468.14 | 227234.07 | 227234.07 | 908936.28 | 0 | 0 | 0 | 1363404.42 | 499914.954 | 1099812.8988 | 0 | 0 | 0 | 1599727.8528
| Staff IV (JS4) | 0 | 0 | 0 | 0 | 0 | 0 | 0 | 0 | 0 | 0 | 0 | 0 | 0 | 0
| Staff V (JS5) | 0 | 0 | 0 | 0 | 0 | 0 | 0 | 0 | 0 | 0 | 0 | 0 | 0 | 0
20036 | Leave grant | 47907504 | 23953752 | 23953752 | 47245536 | 0 | 0 | 0 | 95153040 | 52698254.4 | 57167098.56 | 0 | 0 | 0 | 109865352.96
20037 | Tools allowance | 0 | 0 | 0 | 0 | 0 | 0 | 0 | 0 | 0 | 0 | 0 | 0 | 0 | 0
20038 | Meal subsidy | 4420800 | 2210400 | 2210400 | 4420800 | 0 | 0 | 0 | 8841600 | 4862880 | 5349168 | 0 | 0 | 0 | 10212048
| Managing Director / CEO (EG1) | 0 | 0 | 0 | 0 | 0 | 0 | 0 | 0 | 0 | 0 | 0 | 0 | 0 | 0
| Executive Director (EG2) | 0 | 0 | 0 | 0 | 0 | 0 | 0 | 0 | 0 | 0 | 0 | 0 | 0 | 0
| General Manager (EG3) | 0 | 0 | 0 | 0 | 0 | 0 | 0 | 0 | 0 | 0 | 0 | 0 | 0 | 0
| Assistant General Manager (SM1) | 72000 | 36000 | 36000 | 72000 | 0 | 0 | 0 | 144000 | 79200 | 87120 | 0 | 0 | 0 | 166320
| Principal Manager (SM2) | 264000 | 132000 | 132000 | 264000 | 0 | 0 | 0 | 528000 | 290400 | 319440 | 0 | 0 | 0 | 609840
| Senior Manager (SM3) | 432000 | 216000 | 216000 | 432000 | 0 | 0 | 0 | 864000 | 475200 | 522720 | 0 | 0 | 0 | 997920
| Manager (MM1) | 504000 | 252000 | 252000 | 504000 | 0 | 0 | 0 | 1008000 | 554400 | 609840 | 0 | 0 | 0 | 1164240
| Assistant Manager (MM3) | 768000 | 384000 | 384000 | 768000 | 0 | 0 | 0 | 1536000 | 844800 | 929280 | 0 | 0 | 0 | 1774080
| Officer I (SS1) | 614400 | 307200 | 307200 | 614400 | 0 | 0 | 0 | 1228800 | 675840 | 743424 | 0 | 0 | 0 | 1419264
| Officer II (SS2) | 614400 | 307200 | 307200 | 614400 | 0 | 0 | 0 | 1228800 | 675840 | 743424 | 0 | 0 | 0 | 1419264
| Officer III (SS3) | 211200 | 105600 | 105600 | 211200 | 0 | 0 | 0 | 422400 | 232320 | 255552 | 0 | 0 | 0 | 487872
| Officer IV (SS4) | 134400 | 67200 | 67200 | 134400 | 0 | 0 | 0 | 268800 | 147840 | 162624 | 0 | 0 | 0 | 310464
| Staff I (JS1) | 0 | 0 | 0 | 0 | 0 | 0 | 0 | 0 | 0 | 0 | 0 | 0 | 0 | 0
| Staff II (JS2) | 388800 | 194400 | 194400 | 388800 | 0 | 0 | 0 | 777600 | 427680 | 470448 | 0 | 0 | 0 | 898128
| Staff III (JS3) | 273600 | 136800 | 136800 | 273600 | 0 | 0 | 0 | 547200 | 300960 | 331056 | 0 | 0 | 0 | 632016
| Staff IV (JS4) | 144000 | 72000 | 72000 | 144000 | 0 | 0 | 0 | 288000 | 158400 | 174240 | 0 | 0 | 0 | 332640
| Staff V (JS5) | 0 | 0 | 0 | 0 | 0 | 0 | 0 | 0 | 0 | 0 | 0 | 0 | 0 | 0
20039 | Entertainment allowance | 1009800 | 504900 | 504900 | 1009800 | 0 | 0 | 0 | 2019600 | 1110780 | 1221858 | 0 | 0 | 0 | 2332638
| Managing Director / CEO (EG1) | 0 | 0 | 0 | 0 | 0 | 0 | 0 | 0 | 0 | 0 | 0 | 0 | 0 | 0
| Executive Director (EG2) | 0 | 0 | 0 | 0 | 0 | 0 | 0 | 0 | 0 | 0 | 0 | 0 | 0 | 0
| General Manager (EG3) | 0 | 0 | 0 | 0 | 0 | 0 | 0 | 0 | 0 | 0 | 0 | 0 | 0 | 0
| Assistant General Manager (SM1) | 122400 | 61200 | 61200 | 122400 | 0 | 0 | 0 | 244800 | 134640 | 148104 | 0 | 0 | 0 | 282744
| Principal Manager (SM2) | 336600 | 168300 | 168300 | 336600 | 0 | 0 | 0 | 673200 | 370260 | 407286 | 0 | 0 | 0 | 777546
| Senior Manager (SM3) | 550800 | 275400 | 275400 | 550800 | 0 | 0 | 0 | 1101600 | 605880 | 666468 | 0 | 0 | 0 | 1272348
20040 | Utility allowance | 35930628 | 17965314 | 17965314 | 35434152 | 0 | 0 | 0 | 71364780 | 39523690.8 | 42875323.92 | 0 | 0 | 0 | 82399014.72
20041 | Productivity bonus | 19961460 | 9980730 | 9980730 | 19685640 | 0 | 0 | 0 | 39647100 | 21957606 | 23819624.4 | 0 | 0 | 0 | 45777230.4
20042 | Domestic servant allowance | 39483612 | 19741806 | 19741806 | 39483612 | 0 | 0 | 0 | 78967224 | 43431973.2 | 47775170.52 | 0 | 0 | 0 | 91207143.72
| Managing Director / CEO (EG1) | 0 | 0 | 0 | 0 | 0 | 0 | 0 | 0 | 0 | 0 | 0 | 0 | 0 | 0
| Executive Director (EG2) | 0 | 0 | 0 | 0 | 0 | 0 | 0 | 0 | 0 | 0 | 0 | 0 | 0 | 0
| General Manager (EG3) | 0 | 0 | 0 | 0 | 0 | 0 | 0 | 0 | 0 | 0 | 0 | 0 | 0 | 0
| Assistant General Manager (SM1) | 7252092 | 3626046 | 3626046 | 7252092 | 0 | 0 | 0 | 14504184 | 7977301.2 | 8775031.32 | 0 | 0 | 0 | 16752332.52
| Principal Manager (SM2) | 17727336 | 8863668 | 8863668 | 17727336 | 0 | 0 | 0 | 35454672 | 19500069.6 | 21450076.56 | 0 | 0 | 0 | 40950146.16
| Senior Manager (SM3) | 14504184 | 7252092 | 7252092 | 14504184 | 0 | 0 | 0 | 29008368 | 15954602.4 | 17550062.64 | 0 | 0 | 0 | 33504665.04
20045 | Hazard allowance | 23953752 | 11976876 | 11976876 | 23622768 | 0 | 0 | 0 | 47576520 | 26349127.2 | 28583549.28 | 0 | 0 | 0 | 54932676.48
20046 | Power/Transmission all'ce | 35930628 | 17965314 | 17965314 | 35434152 | 0 | 0 | 0 | 71364780 | 39523690.8 | 42875323.92 | 0 | 0 | 0 | 82399014.72
20047 | Turn around maintenance | 0 | 0 | 0 | 0 | 0 | 0 | 0 | 0 | 0 | 0 | 0 | 0 | 0 | 0
20049 | Furniture Allowance | 95815008 | 47907504 | 47907504 | 94491072 | 0 | 0 | 0 | 190306080 | 105396508.8 | 114334197.12 | 0 | 0 | 0 | 219730705.92

## TSP-PH
[10 empty] | 1 | 2 | 3 | 4 | 5
A/C Codes | Description | 2013 Constant Prices | [7 empty] | Nominal Prices
|  | 2014 | 2014 H1 | 2014 H2 | 2015 | 2016 | 2017 | 2018 | TOTAL | 2014 | 2015 | 2016 | 2017 | 2018 | TOTAL
TOTAL |  | 932052418.407 | 466026209.2035 | 466026209.2035 | 913663979.067 | 0 | 0 | 0 | 1845716397.474 | 1017247847.4477 | 1104015762.4911 | 0 | 0 | 0
20001 | Basic salary | 243016380 | 121508190 | 121508190 | 235734732 | 0 | 0 | 0 | 478751112 | 259308205.2 | 285239025.72 | 0 | 0 | 0 | 544547230.92
| Managing Director / CEO (EG1) | 0 | 0 | 0 | 0 | 0 | 0 | 0 | 0 | 0 | 0 |  |  |  | 0
| Executive Director (EG2) | 0 | 0 | 0 | 0 | 0 | 0 | 0 | 0 | 0 | 0 | 0 | 0 | 0 | 0
| General Manager (EG3) | 2109294 | 1054647 | 1054647 | 2109294 | 0 | 0 | 0 | 4218588 | 2320223.4 | 2552245.74 | 0 | 0 | 0 | 4872469.14
| Assistant General Manager (SM1) | 6287382 | 3143691 | 3143691 | 6287382 | 0 | 0 | 0 | 12574764 | 6916120.2 | 7607732.22 | 0 | 0 | 0 | 14523852.42
| Principal Manager (SM2) | 18044532 | 9022266 | 9022266 | 18044532 | 0 | 0 | 0 | 36089064 | 19848985.2 | 21833883.72 | 0 | 0 | 0 | 41682868.92
| Senior Manager (SM3) | 27115956 | 13557978 | 13557978 | 27115956 | 0 | 0 | 0 | 54231912 | 29827551.6 | 32810306.76 | 0 | 0 | 0 | 62637858.36
| Manager (MM1) | 45111168 | 22555584 | 22555584 | 45111168 | 0 | 0 | 0 | 90222336 | 49622284.8 | 54584513.28 | 0 | 0 | 0 | 104206798.08
| Assistant Manager (MM3) | 33908940 | 16954470 | 16954470 | 33908940 | 0 | 0 | 0 | 67817880 | 37299834 | 41029817.4 | 0 | 0 | 0 | 78329651.4
| Officer I (SS1) | 28075734 | 14037867 | 14037867 | 28075734 | 0 | 0 | 0 | 56151468 | 30883307.4 | 33971638.14 | 0 | 0 | 0 | 64854945.54
| Officer II (SS2) | 36384138 | 18192069 | 18192069 | 36384138 | 0 | 0 | 0 | 72768276 | 40022551.8 | 44024806.98 | 0 | 0 | 0 | 84047358.78
| Officer III (SS3) | 4170636 | 2085318 | 2085318 | 4170636 | 0 | 0 | 0 | 8341272 | 4587699.6 | 5046469.56 | 0 | 0 | 0 | 9634169.16
| Officer IV (SS4) | 3356856 | 1678428 | 1678428 | 3356856 | 0 | 0 | 0 | 6713712 | 3692541.6 | 4061795.76 | 0 | 0 | 0 | 7754337.36
| Staff I (JS1) | 0 | 0 | 0 | 0 | 0 | 0 | 0 | 0 | 0 | 0 | 0 | 0 | 0 | 0
| Staff II (JS2) | 26493696 | 13246848 | 13246848 | 26493696 | 0 | 0 | 0 | 52987392 | 29143065.6 | 32057372.16 | 0 | 0 | 0 | 61200437.76
| Staff III (JS3) | 4676400 | 2338200 | 2338200 | 4676400 | 0 | 0 | 0 | 9352800 | 5144040 | 5658444 | 0 | 0 | 0 | 10802484
| Staff IV (JS4) | 7281648 | 3640824 | 3640824 | 7281648 | 0 | 0 | 0 | 14563296 | 8009812.8 | 8810794.08 | 0 | 0 | 0 | 16820606.88
| Staff V (JS5) | 0 | 0 | 0 | 0 | 0 | 0 | 0 | 0 | 0 | 0 | 0 | 0 | 0 | 0
20003 | Salary Consolidation | 87999433.119 | 43999716.5595 | 43999716.5595 | 85860449.019 | 0 | 0 | 0 | 173859882.138 | 96799376.4309 | 103891143.313 | 0 | 0 | 0 | 200690519.7439
| Pension Benefits | 33760926.225 | 16880463.1125 | 16880463.1125 | 33078271.725 | 0 | 0 | 0 | 66839197.95 | 37137018.8475 | 40024708.7873 | 0 | 0 | 0 | 77161727.6348
| Provision for Medical | 48603276 | 24301638 | 24301638 | 47146946.4 | 0 | 0 | 0 | 95750222.4 | 53463603.6 | 57047805.144 | 0 | 0 | 0 | 110511408.744
| Provision for ITF | 5635230.894 | 2817615.447 | 2817615.447 | 5635230.894 | 0 | 0 | 0 | 11270461.788 | 6198753.9834 | 6818629.3817 | 0 | 0 | 0 | 13017383.3651
| Senior Manager (SM3) and above | 1475826.462 | 737913.231 | 737913.231 | 1475826.462 | 0 | 0 | 0 | 2951652.924 | 1623409.1082 | 1785750.019 | 0 | 0 | 0 | 3409159.1272
| Officer III (SS3) to Manager (MM1) | 3274521.552 | 1637260.776 | 1637260.776 | 3274521.552 | 0 | 0 | 0 | 6549043.104 | 3601973.7072 | 3962171.0779 | 0 | 0 | 0 | 7564144.7851
| Officer IV (SS4) and below | 884882.88 | 442441.44 | 442441.44 | 884882.88 | 0 | 0 | 0 | 1769765.76 | 973371.168 | 1070708.2848 | 0 | 0 | 0 | 2044079.4528
20004 | Overtime (JS5 to SS4) | 1254258 | 627129 | 627129 | 1254258 | 0 | 0 | 0 | 2508516 | 1379683.8 | 0 | 0 | 0 | 0 | 1379683.8
20005 | Extra duty allowance (SS3 to MM1) | 22147592.4 | 11073796.2 | 11073796.2 | 22147592.4 | 0 | 0 | 0 | 44295184.8 | 24362351.64 | 26798586.804 | 0 | 0 | 0 | 51160938.444
20006 | Shift allowance | 12393835.38 | 6196917.69 | 6196917.69 | 12022471.332 | 0 | 0 | 0 | 24416306.712 | 13633218.918 | 14547190.3117 | 0 | 0 | 0 | 28180409.2297
20008 | Contract Pay/Allowance Non-Expatriate | 0 | 0 | 0 | 0 | 0 | 0 | 0 | 0 | 0 | 0 | 0 | 0 | 0 | 0
20009 | On-call allowance | 6075409.5 | 3037704.75 | 3037704.75 | 5893368.3 | 0 | 0 | 0 | 11968777.8 | 6682950.45 | 7130975.643 | 0 | 0 | 0 | 13813926.093
20010 | Salary Arrears | 0 | 0 | 0 | 0 | 0 | 0 | 0 | 0 | 0 | 0 | 0 | 0 | 0 | 0
20013 | Leave Commuted to Cash | 0 | 0 | 0 | 0 | 0 | 0 | 0 | 0 | 0 | 0 | 0 | 0 | 0 | 0
20031 | Transport allowance | 60754095 | 30377047.5 | 30377047.5 | 58933683 | 0 | 0 | 0 | 119687778 | 66829504.5 | 71309756.43 | 0 | 0 | 0 | 138139260.93
20032 | Housing allowance | 146375208 | 73187604 | 73187604 | 146375208 | 0 | 0 | 0 | 292750416 | 161012728.8 | 177114001.68 | 0 | 0 | 0 | 338126730.48
| Manager & Above | 69067832.4 | 34533916.2 | 34533916.2 | 69067832.4 | 0 | 0 | 0 | 138135664.8 | 75974615.64 |  |  |  |  | 75974615.64
| Asst Manager & Below | 77307375.6 | 38653687.8 | 38653687.8 | 77307375.6 | 0 | 0 | 0 | 154614751.2 | 85038113.16 |  |  |  |  | 85038113.16
20033 | Electricity allowance-cash | 45536340 | 22768170 | 22768170 | 45536340 | 0 | 0 | 0 | 91072680 | 50089974 | 55098971.4 | 0 | 0 | 0 | 105188945.4
| Managing Director / CEO (EG1) | 0 | 0 | 0 | 0 | 0 | 0 | 0 | 0 | 0 | 0 | 0 | 0 | 0 | 0
| Executive Director (EG2) | 0 | 0 | 0 | 0 | 0 | 0 | 0 | 0 | 0 | 0 | 0 | 0 | 0 | 0
| General Manager (EG3) | 733536 | 366768 | 366768 | 733536 | 0 | 0 | 0 | 1467072 | 806889.6 | 887578.56 | 0 | 0 | 0 | 1694468.16
| Assistant General Manager (SM1) | 2200608 | 1100304 | 1100304 | 2200608 | 0 | 0 | 0 | 4401216 | 2420668.8 | 2662735.68 | 0 | 0 | 0 | 5083404.48
| Principal Manager (SM2) | 4890240 | 2445120 | 2445120 | 4890240 | 0 | 0 | 0 | 9780480 | 5379264 | 5917190.4 | 0 | 0 | 0 | 11296454.4
| Senior Manager (SM3) | 4159680 | 2079840 | 2079840 | 4159680 | 0 | 0 | 0 | 8319360 | 4575648 | 5033212.8 | 0 | 0 | 0 | 9608860.8
| Manager (MM1) | 7130880 | 3565440 | 3565440 | 7130880 | 0 | 0 | 0 | 14261760 | 7843968 | 8628364.8 | 0 | 0 | 0 | 16472332.8
| Assistant Manager (MM3) | 5407584 | 2703792 | 2703792 | 5407584 | 0 | 0 | 0 | 10815168 | 5948342.4 | 6543176.64 | 0 | 0 | 0 | 12491519.04
| Officer I (SS1) | 5615568 | 2807784 | 2807784 | 5615568 | 0 | 0 | 0 | 11231136 | 6177124.8 | 6794837.28 | 0 | 0 | 0 | 12971962.08
| Officer II (SS2) | 5786412 | 2893206 | 2893206 | 5786412 | 0 | 0 | 0 | 11572824 | 6365053.2 | 7001558.52 | 0 | 0 | 0 | 13366611.72
| Officer III (SS3) | 846792 | 423396 | 423396 | 846792 | 0 | 0 | 0 | 1693584 | 931471.2 | 1024618.32 | 0 | 0 | 0 | 1956089.52
| Officer IV (SS4) | 534816 | 267408 | 267408 | 534816 | 0 | 0 | 0 | 1069632 | 588297.6 | 647127.36 | 0 | 0 | 0 | 1235424.96
| Staff I (JS1) | 0 | 0 | 0 | 0 | 0 | 0 | 0 | 0 | 0 | 0 | 0 | 0 | 0 | 0
| Staff II (JS2) | 5704704 | 2852352 | 2852352 | 5704704 | 0 | 0 | 0 | 11409408 | 6275174.4 | 6902691.84 | 0 | 0 | 0 | 13177866.24
| Staff III (JS3) | 891360 | 445680 | 445680 | 891360 | 0 | 0 | 0 | 1782720 | 980496 | 1078545.6 | 0 | 0 | 0 | 2059041.6
| Staff IV (JS4) | 1634160 | 817080 | 817080 | 1634160 | 0 | 0 | 0 | 3268320 | 1797576 | 1977333.6 | 0 | 0 | 0 | 3774909.6
| Staff V (JS5) | 0 | 0 | 0 | 0 | 0 | 0 | 0 | 0 | 0 | 0 | 0 | 0 | 0 | 0
20034 | Electricity Allowance - Non Cash | 0 | 0 | 0 | 0 | 0 | 0 | 0 | 0 | 0 | 0 | 0 | 0 | 0 | 0
20035 | Non-accidence bonus (Drivers Only) | 1294462.008 | 647231.004 | 647231.004 | 2588924.016 | 0 | 0 | 0 | 3883386.024 | 1423908.2088 | 3132598.0594 | 0 | 0 | 0 | 4556506.2682
| Officer I (SS1) | 0 | 0 | 0 | 0 | 0 | 0 | 0 | 0 | 0 | 0 | 0 | 0 | 0 | 0
| Officer II (SS2) | 591375.3552 | 295687.6776 | 295687.6776 | 1182750.7104 | 0 | 0 | 0 | 1774126.0656 | 650512.8907 | 1431128.3596 | 0 | 0 | 0 | 2081641.2503
| Officer III (SS3) | 0 | 0 | 0 | 0 | 0 | 0 | 0 | 0 | 0 | 0 | 0 | 0 | 0 | 0
| Officer IV (SS4) | 0 | 0 | 0 | 0 | 0 | 0 | 0 | 0 | 0 | 0 | 0 | 0 | 0 | 0
| Staff I (JS1) | 0 | 0 | 0 | 0 | 0 | 0 | 0 | 0 | 0 | 0 | 0 | 0 | 0 | 0
| Staff II (JS2) | 448281.6156 | 224140.8078 | 224140.8078 | 896563.2312 | 0 | 0 | 0 | 1344844.8468 | 493109.7772 | 1084841.5098 | 0 | 0 | 0 | 1577951.2869
| Staff III (JS3) | 227234.07 | 113617.035 | 113617.035 | 454468.14 | 0 | 0 | 0 | 681702.21 | 249957.477 | 549906.4494 | 0 | 0 | 0 | 799863.9264
| Staff IV (JS4) | 27570.9672 | 13785.4836 | 13785.4836 | 55141.9344 | 0 | 0 | 0 | 82712.9016 | 30328.0639 | 66721.7406 | 0 | 0 | 0 | 97049.8045
| Staff V (JS5) | 0 | 0 | 0 | 0 | 0 | 0 | 0 | 0 | 0 | 0 | 0 | 0 | 0 | 0
20036 | Leave grant | 48603276 | 24301638 | 24301638 | 47146946.4 | 0 | 0 | 0 | 95750222.4 | 53463603.6 | 57047805.144 | 0 | 0 | 0 | 110511408.744
20037 | Tools allowance | 0 | 0 | 0 | 0 | 0 | 0 | 0 | 0 | 0 | 0 | 0 | 0 | 0 | 0
20038 | Meal subsidy | 4800000 | 2400000 | 2400000 | 4800000 | 0 | 0 | 0 | 9600000 | 5280000 | 5808000 | 0 | 0 | 0 | 11088000
| Managing Director / CEO (EG1) | 0 | 0 | 0 | 0 | 0 | 0 | 0 | 0 | 0 | 0 | 0 | 0 | 0 | 0
| Executive Director (EG2) | 0 | 0 | 0 | 0 | 0 | 0 | 0 | 0 | 0 | 0 | 0 | 0 | 0 | 0
| General Manager (EG3) | 28800 | 14400 | 14400 | 28800 | 0 | 0 | 0 | 57600 | 31680 | 34848 | 0 | 0 | 0 | 66528
| Assistant General Manager (SM1) | 72000 | 36000 | 36000 | 72000 | 0 | 0 | 0 | 144000 | 79200 | 87120 | 0 | 0 | 0 | 166320
| Principal Manager (SM2) | 216000 | 108000 | 108000 | 216000 | 0 | 0 | 0 | 432000 | 237600 | 261360 | 0 | 0 | 0 | 498960
| Senior Manager (SM3) | 336000 | 168000 | 168000 | 336000 | 0 | 0 | 0 | 672000 | 369600 | 406560 | 0 | 0 | 0 | 776160
| Manager (MM1) | 576000 | 288000 | 288000 | 576000 | 0 | 0 | 0 | 1152000 | 633600 | 696960 | 0 | 0 | 0 | 1330560
| Assistant Manager (MM3) | 624000 | 312000 | 312000 | 624000 | 0 | 0 | 0 | 1248000 | 686400 | 755040 | 0 | 0 | 0 | 1441440
| Officer I (SS1) | 518400 | 259200 | 259200 | 518400 | 0 | 0 | 0 | 1036800 | 570240 | 627264 | 0 | 0 | 0 | 1197504
| Officer II (SS2) | 787200 | 393600 | 393600 | 787200 | 0 | 0 | 0 | 1574400 | 865920 | 952512 | 0 | 0 | 0 | 1818432
| Officer III (SS3) | 115200 | 57600 | 57600 | 115200 | 0 | 0 | 0 | 230400 | 126720 | 139392 | 0 | 0 | 0 | 266112
| Officer IV (SS4) | 115200 | 57600 | 57600 | 115200 | 0 | 0 | 0 | 230400 | 126720 | 139392 | 0 | 0 | 0 | 266112
| Staff I (JS1) | 0 | 0 | 0 | 0 | 0 | 0 | 0 | 0 | 0 | 0 | 0 | 0 | 0 | 0
| Staff II (JS2) | 921600 | 460800 | 460800 | 921600 | 0 | 0 | 0 | 1843200 | 1013760 | 1115136 | 0 | 0 | 0 | 2128896
| Staff III (JS3) | 172800 | 86400 | 86400 | 172800 | 0 | 0 | 0 | 345600 | 190080 | 209088 | 0 | 0 | 0 | 399168
| Staff IV (JS4) | 316800 | 158400 | 158400 | 316800 | 0 | 0 | 0 | 633600 | 348480 | 383328 | 0 | 0 | 0 | 731808
| Staff V (JS5) | 0 | 0 | 0 | 0 | 0 | 0 | 0 | 0 | 0 | 0 | 0 | 0 | 0 | 0
20039 | Entertainment allowance | 877200 | 438600 | 438600 | 877200 | 0 | 0 | 0 | 1754400 | 964920 | 1061412 | 0 | 0 | 0 | 2026332
| Managing Director / CEO (EG1) | 0 | 0 | 0 | 0 | 0 | 0 | 0 | 0 | 0 | 0 | 0 | 0 | 0 | 0
| Executive Director (EG2) | 0 | 0 | 0 | 0 | 0 | 0 | 0 | 0 | 0 | 0 | 0 | 0 | 0 | 0
| General Manager (EG3) | 51000 | 25500 | 25500 | 51000 | 0 | 0 | 0 | 102000 | 56100 | 61710 | 0 | 0 | 0 | 117810
| Assistant General Manager (SM1) | 122400 | 61200 | 61200 | 122400 | 0 | 0 | 0 | 244800 | 134640 | 148104 | 0 | 0 | 0 | 282744
| Principal Manager (SM2) | 275400 | 137700 | 137700 | 275400 | 0 | 0 | 0 | 550800 | 302940 | 333234 | 0 | 0 | 0 | 636174
| Senior Manager (SM3) | 428400 | 214200 | 214200 | 428400 | 0 | 0 | 0 | 856800 | 471240 | 518364 | 0 | 0 | 0 | 989604
20040 | Utility allowance | 36452457 | 18226228.5 | 18226228.5 | 35360209.8 | 0 | 0 | 0 | 71812666.8 | 40097702.7 | 42785853.858 | 0 | 0 | 0 | 82883556.558
20041 | Productivity bonus | 20251365 | 10125682.5 | 10125682.5 | 19644561 | 0 | 0 | 0 | 39895926 | 22276501.5 | 23769918.81 | 0 | 0 | 0 | 46046420.31
20042 | Domestic servant allowance | 36260460 | 18130230 | 18130230 | 36260460 | 0 | 0 | 0 | 72520920 | 39886506 | 43875156.6 | 0 | 0 | 0 | 83761662.6
| Managing Director / CEO (EG1) | 0 | 0 | 0 | 0 | 0 | 0 | 0 | 0 | 0 | 0 | 0 | 0 | 0 | 0
| Executive Director (EG2) | 0 | 0 | 0 | 0 | 0 | 0 | 0 | 0 | 0 | 0 | 0 | 0 | 0 | 0
| General Manager (EG3) | 3223152 | 1611576 | 1611576 | 3223152 | 0 | 0 | 0 | 6446304 | 3545467.2 | 3900013.92 | 0 | 0 | 0 | 7445481.12
| Assistant General Manager (SM1) | 7252092 | 3626046 | 3626046 | 7252092 | 0 | 0 | 0 | 14504184 | 7977301.2 | 8775031.32 | 0 | 0 | 0 | 16752332.52
| Principal Manager (SM2) | 14504184 | 7252092 | 7252092 | 14504184 | 0 | 0 | 0 | 29008368 | 15954602.4 | 17550062.64 | 0 | 0 | 0 | 33504665.04
| Senior Manager (SM3) | 11281032 | 5640516 | 5640516 | 11281032 | 0 | 0 | 0 | 22562064 | 12409135.2 | 13650048.72 | 0 | 0 | 0 | 26059183.92
20045 | Hazard allowance | 24301638 | 12150819 | 12150819 | 23573473.2 | 0 | 0 | 0 | 47875111.2 | 26731801.8 | 28523902.572 | 0 | 0 | 0 | 55255704.372
20046 | Power/Transmission all'ce | 36452457 | 18226228.5 | 18226228.5 | 35360209.8 | 0 | 0 | 0 | 71812666.8 | 40097702.7 | 42785853.858 | 0 | 0 | 0 | 82883556.558
20047 | Turn around maintenance | 0 | 0 | 0 | 0 | 0 | 0 | 0 | 0 | 0 | 0 | 0 | 0 | 0 | 0
20049 | Furniture Allowance | 97206552 | 48603276 | 48603276 | 94293892.8 | 0 | 0 | 0 | 191500444.8 | 106927207.2 | 114095610.288 | 0 | 0 | 0 | 221022817.488

## TSP-SH
[10 empty] | 1 | 2 | 3 | 4 | 5
A/C Codes | Description | 2013 Constant Prices | [7 empty] | Nominal Prices
|  | 2014 | 2014 H1 | 2014 H2 | 2015 | 2016 | 2017 | 2018 | TOTAL | 2014 | 2015 | 2016 | 2017 | 2018 | TOTAL
TOTAL |  | 1085438800.7892 | 513655107.1146 | 571783693.6746 | 1148864870.2032 | 0 | 0 | 0 | 2234303670.9924 | 1188157362.4681 | 1390126492.9459 | 0 | 0 | 0
20001 | Basic salary | 266023440 | 133011720 | 133011720 | 260727696 | 0 | 0 | 0 | 526751136 | 286800465.6 | 315480512.16 | 0 | 0 | 0 | 602280977.76
| Managing Director / CEO (EG1) | 0 | 0 | 0 | 0 | 0 | 0 | 0 | 0 | 0 | 0 |  |  |  | 0
| Executive Director (EG2) | 0 | 0 | 0 | 0 | 0 | 0 | 0 | 0 | 0 | 0 | 0 | 0 | 0 | 0
| General Manager (EG3) | 2109294 | 1054647 | 1054647 | 2109294 | 0 | 0 | 0 | 4218588 | 2320223.4 | 2552245.74 | 0 | 0 | 0 | 4872469.14
| Assistant General Manager (SM1) | 6287382 | 3143691 | 3143691 | 6287382 | 0 | 0 | 0 | 12574764 | 6916120.2 | 7607732.22 | 0 | 0 | 0 | 14523852.42
| Principal Manager (SM2) | 12029688 | 6014844 | 6014844 | 12029688 | 0 | 0 | 0 | 24059376 | 13232656.8 | 14555922.48 | 0 | 0 | 0 | 27788579.28
| Senior Manager (SM3) | 50358204 | 25179102 | 25179102 | 50358204 | 0 | 0 | 0 | 100716408 | 55394024.4 | 60933426.84 | 0 | 0 | 0 | 116327451.24
| Manager (MM1) | 37592640 | 18796320 | 18796320 | 37592640 | 0 | 0 | 0 | 75185280 | 41351904 | 45487094.4 | 0 | 0 | 0 | 86838998.4
| Assistant Manager (MM3) | 26083800 | 13041900 | 13041900 | 26083800 | 0 | 0 | 0 | 52167600 | 28692180 | 31561398 | 0 | 0 | 0 | 60253578
| Officer I (SS1) | 29115576 | 14557788 | 14557788 | 29115576 | 0 | 0 | 0 | 58231152 | 32027133.6 | 35229846.96 | 0 | 0 | 0 | 67256980.56
| Officer II (SS2) | 30172212 | 15086106 | 15086106 | 30172212 | 0 | 0 | 0 | 60344424 | 33189433.2 | 36508376.52 | 0 | 0 | 0 | 69697809.72
| Officer III (SS3) | 20853180 | 10426590 | 10426590 | 20853180 | 0 | 0 | 0 | 41706360 | 22938498 | 25232347.8 | 0 | 0 | 0 | 48170845.8
| Officer IV (SS4) | 18462708 | 9231354 | 9231354 | 18462708 | 0 | 0 | 0 | 36925416 | 20308978.8 | 22339876.68 | 0 | 0 | 0 | 42648855.48
| Staff I (JS1) | 2458260 | 1229130 | 1229130 | 2458260 | 0 | 0 | 0 | 4916520 | 2704086 | 2974494.6 | 0 | 0 | 0 | 5678580.6
| Staff II (JS2) | 17800452 | 8900226 | 8900226 | 17800452 | 0 | 0 | 0 | 35600904 | 19580497.2 | 21538546.92 | 0 | 0 | 0 | 41119044.12
| Staff III (JS3) | 7404300 | 3702150 | 3702150 | 7404300 | 0 | 0 | 0 | 14808600 | 8144730 | 8959203 | 0 | 0 | 0 | 17103933
| Staff IV (JS4) | 5295744 | 2647872 | 2647872 | 5295744 | 0 | 0 | 0 | 10591488 | 5825318.4 | 6407850.24 | 0 | 0 | 0 | 12233168.64
| Staff V (JS5) | 0 | 0 | 0 | 0 | 0 | 0 | 0 | 0 | 0 | 0 | 0 | 0 | 0 | 0
20003 | Salary Consolidation | 97478098.1112 | 48451283.7756 | 49026814.3356 | 96672121.9512 | 0 | 0 | 0 | 194150220.0624 | 107225907.9223 | 116973267.561 | 0 | 0 | 0 | 224199175.4833
| Pension Benefits | 37536528.6 | 18768264.3 | 18768264.3 | 37040052.6 | 0 | 0 | 0 | 74576581.2 | 41290181.46 | 44818463.646 | 0 | 0 | 0 | 86108645.106
| Provision for Medical | 53204688 | 26602344 | 26602344 | 52145539.2 | 0 | 0 | 0 | 105350227.2 | 58525156.8 | 63096102.432 | 0 | 0 | 0 | 121621259.232
| Provision for ITF | 6736881.5112 | 3080675.4756 | 3656206.0356 | 7486530.1512 | 0 | 0 | 0 | 14223411.6624 | 7410569.6623 | 9058701.483 | 0 | 0 | 0 | 16469271.1453
| Senior Manager (SM3) and above | 2397036.084 | 941124.762 | 1455911.322 | 3047300.724 | 0 | 0 | 0 | 5444336.808 | 2636739.6924 | 3687233.876 | 0 | 0 | 0 | 6323973.5684
| Officer III (SS3) to Manager (MM1) | 3254558.976 | 1595623.488 | 1658935.488 | 3356510.976 | 0 | 0 | 0 | 6611069.952 | 3580014.8736 | 4061378.281 | 0 | 0 | 0 | 7641393.1546
| Officer IV (SS4) and below | 1085286.4512 | 543927.2256 | 541359.2256 | 1082718.4512 | 0 | 0 | 0 | 2168004.9024 | 1193815.0963 | 1310089.326 | 0 | 0 | 0 | 2503904.4223
20004 | Overtime (JS5 to SS4) | 1542643.92 | 771321.96 | 771321.96 | 1542643.92 | 0 | 0 | 0 | 3085287.84 | 1696908.312 | 1866599.1432 | 0 | 0 | 0 | 3563507.4552
20005 | Extra duty allowance (SS3 to MM1) | 21572611.2 | 10786305.6 | 10786305.6 | 21572611.2 | 0 | 0 | 0 | 43145222.4 | 23729872.32 | 26102859.552 | 0 | 0 | 0 | 49832731.872
20006 | Shift allowance | 13567195.44 | 6783597.72 | 6783597.72 | 13297112.496 | 0 | 0 | 0 | 26864307.936 | 14923914.984 | 16089506.1202 | 0 | 0 | 0 | 31013421.1042
20008 | Contract Pay/Allowance Non-Expatriate | 0 | 0 | 0 | 0 | 0 | 0 | 0 | 0 | 0 | 0 | 0 | 0 | 0 | 0
20009 | On-call allowance | 6650586 | 3325293 | 3325293 | 6518192.4 | 0 | 0 | 0 | 13168778.4 | 7315644.6 | 7887012.804 | 0 | 0 | 0 | 15202657.404
20010 | Salary Arrears | 0 | 0 | 0 | 0 | 0 | 0 | 0 | 0 | 0 | 0 | 0 | 0 | 0 | 0
20013 | Leave Commuted to Cash | 0 | 0 | 0 | 0 | 0 | 0 | 0 | 0 | 0 | 0 | 0 | 0 | 0 | 0
20031 | Transport allowance | 66505860 | 33252930 | 33252930 | 65181924 | 0 | 0 | 0 | 131687784 | 73156446 | 78870128.04 | 0 | 0 | 0 | 152026574.04
20032 | Housing allowance | 167957748 | 83978874 | 83978874 | 167957748 | 0 | 0 | 0 | 335915496 | 184753522.8 | 203228875.08 | 0 | 0 | 0 | 387982397.88
| Manager & Above | 75864045.6 | 37932022.8 | 37932022.8 | 75864045.6 | 0 | 0 | 0 | 151728091.2 | 83450450.16 |  |  |  |  | 83450450.16
| Asst Manager & Below | 92093702.4 | 46046851.2 | 46046851.2 | 92093702.4 | 0 | 0 | 0 | 184187404.8 | 101303072.64 |  |  |  |  | 101303072.64
20033 | Electricity allowance-cash | 48697320 | 24348660 | 24348660 | 48697320 | 0 | 0 | 0 | 97394640 | 53567052 | 58923757.2 | 0 | 0 | 0 | 112490809.2
| Managing Director / CEO (EG1) | 0 | 0 | 0 | 0 | 0 | 0 | 0 | 0 | 0 | 0 | 0 | 0 | 0 | 0
| Executive Director (EG2) | 0 | 0 | 0 | 0 | 0 | 0 | 0 | 0 | 0 | 0 | 0 | 0 | 0 | 0
| General Manager (EG3) | 733536 | 366768 | 366768 | 733536 | 0 | 0 | 0 | 1467072 | 806889.6 | 887578.56 | 0 | 0 | 0 | 1694468.16
| Assistant General Manager (SM1) | 2200608 | 1100304 | 1100304 | 2200608 | 0 | 0 | 0 | 4401216 | 2420668.8 | 2662735.68 | 0 | 0 | 0 | 5083404.48
| Principal Manager (SM2) | 3260160 | 1630080 | 1630080 | 3260160 | 0 | 0 | 0 | 6520320 | 3586176 | 3944793.6 | 0 | 0 | 0 | 7530969.6
| Senior Manager (SM3) | 7725120 | 3862560 | 3862560 | 7725120 | 0 | 0 | 0 | 15450240 | 8497632 | 9347395.2 | 0 | 0 | 0 | 17845027.2
| Manager (MM1) | 5942400 | 2971200 | 2971200 | 5942400 | 0 | 0 | 0 | 11884800 | 6536640 | 7190304 | 0 | 0 | 0 | 13726944
| Assistant Manager (MM3) | 4159680 | 2079840 | 2079840 | 4159680 | 0 | 0 | 0 | 8319360 | 4575648 | 5033212.8 | 0 | 0 | 0 | 9608860.8
| Officer I (SS1) | 5823552 | 2911776 | 2911776 | 5823552 | 0 | 0 | 0 | 11647104 | 6405907.2 | 7046497.92 | 0 | 0 | 0 | 13452405.12
| Officer II (SS2) | 4798488 | 2399244 | 2399244 | 4798488 | 0 | 0 | 0 | 9596976 | 5278336.8 | 5806170.48 | 0 | 0 | 0 | 11084507.28
| Officer III (SS3) | 4233960 | 2116980 | 2116980 | 4233960 | 0 | 0 | 0 | 8467920 | 4657356 | 5123091.6 | 0 | 0 | 0 | 9780447.6
| Officer IV (SS4) | 2941488 | 1470744 | 1470744 | 2941488 | 0 | 0 | 0 | 5882976 | 3235636.8 | 3559200.48 | 0 | 0 | 0 | 6794837.28
| Staff I (JS1) | 445680 | 222840 | 222840 | 445680 | 0 | 0 | 0 | 891360 | 490248 | 539272.8 | 0 | 0 | 0 | 1029520.8
| Staff II (JS2) | 3832848 | 1916424 | 1916424 | 3832848 | 0 | 0 | 0 | 7665696 | 4216132.8 | 4637746.08 | 0 | 0 | 0 | 8853878.88
| Staff III (JS3) | 1411320 | 705660 | 705660 | 1411320 | 0 | 0 | 0 | 2822640 | 1552452 | 1707697.2 | 0 | 0 | 0 | 3260149.2
| Staff IV (JS4) | 1188480 | 594240 | 594240 | 1188480 | 0 | 0 | 0 | 2376960 | 1307328 | 1438060.8 | 0 | 0 | 0 | 2745388.8
| Staff V (JS5) | 0 | 0 | 0 | 0 | 0 | 0 | 0 | 0 | 0 | 0 | 0 | 0 | 0 | 0
20034 | Electricity Allowance - Non Cash | 0 | 0 | 0 | 0 | 0 | 0 | 0 | 0 | 0 | 0 | 0 | 0 | 0 | 0
20035 | Non-accidence bonus (Drivers Only) | 2026394.118 | 1013197.059 | 1013197.059 | 4052788.236 | 0 | 0 | 0 | 6079182.354 | 2229033.5298 | 4903873.7656 | 0 | 0 | 0 | 7132907.2954
| Officer I (SS1) | 0 | 0 | 0 | 0 | 0 | 0 | 0 | 0 | 0 | 0 | 0 | 0 | 0 | 0
| Officer II (SS2) | 739219.194 | 369609.597 | 369609.597 | 1478438.388 | 0 | 0 | 0 | 2217657.582 | 813141.1134 | 1788910.4495 | 0 | 0 | 0 | 2602051.5629
| Officer III (SS3) | 463218.6384 | 231609.3192 | 231609.3192 | 926437.2768 | 0 | 0 | 0 | 1389655.9152 | 509540.5022 | 1120989.1049 | 0 | 0 | 0 | 1630529.6072
| Officer IV (SS4) | 46604.3508 | 23302.1754 | 23302.1754 | 93208.7016 | 0 | 0 | 0 | 139813.0524 | 51264.7859 | 112782.5289 | 0 | 0 | 0 | 164047.3148
| Staff I (JS1) | 40954.6116 | 20477.3058 | 20477.3058 | 81909.2232 | 0 | 0 | 0 | 122863.8348 | 45050.0728 | 99110.1601 | 0 | 0 | 0 | 144160.2328
| Staff II (JS2) | 379315.2132 | 189657.6066 | 189657.6066 | 758630.4264 | 0 | 0 | 0 | 1137945.6396 | 417246.7345 | 917942.8159 | 0 | 0 | 0 | 1335189.5505
| Staff III (JS3) | 357082.11 | 178541.055 | 178541.055 | 714164.22 | 0 | 0 | 0 | 1071246.33 | 392790.321 | 864138.7062 | 0 | 0 | 0 | 1256929.0272
| Staff IV (JS4) | 0 | 0 | 0 | 0 | 0 | 0 | 0 | 0 | 0 | 0 | 0 | 0 | 0 | 0
| Staff V (JS5) | 0 | 0 | 0 | 0 | 0 | 0 | 0 | 0 | 0 | 0 | 0 | 0 | 0 | 0
20036 | Leave grant | 53204688 | 26602344 | 26602344 | 52145539.2 | 0 | 0 | 0 | 105350227.2 | 58525156.8 | 63096102.432 | 0 | 0 | 0 | 121621259.232
20037 | Tools allowance | 0 | 0 | 0 | 0 | 0 | 0 | 0 | 0 | 0 | 0 | 0 | 0 | 0 | 0
20038 | Meal subsidy | 12110400 | 2712000 | 9398400 | 22948800 | 0 | 0 | 0 | 35059200 | 13321440 | 27768048 | 0 | 0 | 0 | 41089488
| Managing Director / CEO (EG1) | 0 | 0 | 0 | 0 | 0 | 0 | 0 | 0 | 0 | 0 | 0 | 0 | 0 | 0
| Executive Director (EG2) | 14400 | 0 | 14400 | 28800 | 0 | 0 | 0 | 43200 | 15840 | 34848 | 0 | 0 | 0 | 50688
| General Manager (EG3) | 86400 | 14400 | 72000 | 144000 | 0 | 0 | 0 | 230400 | 95040 | 174240 | 0 | 0 | 0 | 269280
| Assistant General Manager (SM1) | 288000 | 36000 | 252000 | 504000 | 0 | 0 | 0 | 792000 | 316800 | 609840 | 0 | 0 | 0 | 926640
| Principal Manager (SM2) | 408000 | 72000 | 336000 | 768000 | 0 | 0 | 0 | 1176000 | 448800 | 929280 | 0 | 0 | 0 | 1378080
| Senior Manager (SM3) | 684000 | 312000 | 372000 | 936000 | 0 | 0 | 0 | 1620000 | 752400 | 1132560 | 0 | 0 | 0 | 1884960
| Manager (MM1) | 588000 | 240000 | 348000 | 888000 | 0 | 0 | 0 | 1476000 | 646800 | 1074480 | 0 | 0 | 0 | 1721280
| Assistant Manager (MM3) | 492000 | 240000 | 252000 | 624000 | 0 | 0 | 0 | 1116000 | 541200 | 755040 | 0 | 0 | 0 | 1296240
| Officer I (SS1) | 5702400 | 268800 | 5433600 | 14419200 | 0 | 0 | 0 | 20121600 | 6272640 | 17447232 | 0 | 0 | 0 | 23719872
| Officer II (SS2) | 1910400 | 326400 | 1584000 | 3168000 | 0 | 0 | 0 | 5078400 | 2101440 | 3833280 | 0 | 0 | 0 | 5934720
| Officer III (SS3) | 364800 | 288000 | 76800 | 153600 | 0 | 0 | 0 | 518400 | 401280 | 185856 | 0 | 0 | 0 | 587136
| Officer IV (SS4) | 758400 | 316800 | 441600 | 883200 | 0 | 0 | 0 | 1641600 | 834240 | 1068672 | 0 | 0 | 0 | 1902912
| Staff I (JS1) | 64800 | 36000 | 28800 | 57600 | 0 | 0 | 0 | 122400 | 71280 | 69696 | 0 | 0 | 0 | 140976
| Staff II (JS2) | 446400 | 309600 | 136800 | 273600 | 0 | 0 | 0 | 720000 | 491040 | 331056 | 0 | 0 | 0 | 822096
| Staff III (JS3) | 180000 | 136800 | 43200 | 86400 | 0 | 0 | 0 | 266400 | 198000 | 104544 | 0 | 0 | 0 | 302544
| Staff IV (JS4) | 115200 | 115200 | 0 | 0 | 0 | 0 | 0 | 115200 | 126720 | 0 | 0 | 0 | 0 | 126720
| Staff V (JS5) | 7200 | 0 | 7200 | 14400 | 0 | 0 | 0 | 21600 | 7920 | 17424 | 0 | 0 | 0 | 25344
20039 | Entertainment allowance | 2060400 | 576300 | 1484100 | 3335400 | 0 | 0 | 0 | 5395800 | 2266440 | 4035834 | 0 | 0 | 0 | 6302274
| Managing Director / CEO (EG1) | 0 | 0 | 0 | 0 | 0 | 0 | 0 | 0 | 0 | 0 | 0 | 0 | 0 | 0
| Executive Director (EG2) | 25500 | 0 | 25500 | 51000 | 0 | 0 | 0 | 76500 | 28050 | 61710 | 0 | 0 | 0 | 89760
| General Manager (EG3) | 153000 | 25500 | 127500 | 255000 | 0 | 0 | 0 | 408000 | 168300 | 308550 | 0 | 0 | 0 | 476850
| Assistant General Manager (SM1) | 489600 | 61200 | 428400 | 856800 | 0 | 0 | 0 | 1346400 | 538560 | 1036728 | 0 | 0 | 0 | 1575288
| Principal Manager (SM2) | 520200 | 91800 | 428400 | 979200 | 0 | 0 | 0 | 1499400 | 572220 | 1184832 | 0 | 0 | 0 | 1757052
| Senior Manager (SM3) | 872100 | 397800 | 474300 | 1193400 | 0 | 0 | 0 | 2065500 | 959310 | 1444014 | 0 | 0 | 0 | 2403324
20040 | Utility allowance | 39903516 | 19951758 | 19951758 | 39109154.4 | 0 | 0 | 0 | 79012670.4 | 43893867.6 | 47322076.824 | 0 | 0 | 0 | 91215944.424
20041 | Productivity bonus | 22168620 | 11084310 | 11084310 | 21727308 | 0 | 0 | 0 | 43895928 | 24385482 | 26290042.68 | 0 | 0 | 0 | 50675524.68
20042 | Domestic servant allowance | 91054044 | 20547594 | 70506450 | 153905508 | 0 | 0 | 0 | 244959552 | 100159448.4 | 186225664.68 | 0 | 0 | 0 | 286385113.08
| Managing Director / CEO (EG1) | 0 | 0 | 0 | 0 | 0 | 0 | 0 | 0 | 0 | 0 | 0 | 0 | 0 | 0
| Executive Director (EG2) | 2014470 | 0 | 2014470 | 4028940 | 0 | 0 | 0 | 6043410 | 2215917 | 4875017.4 | 0 | 0 | 0 | 7090934.4
| General Manager (EG3) | 9669456 | 1611576 | 8057880 | 16115760 | 0 | 0 | 0 | 25785216 | 10636401.6 | 19500069.6 | 0 | 0 | 0 | 30136471.2
| Assistant General Manager (SM1) | 29008368 | 3626046 | 25382322 | 50764644 | 0 | 0 | 0 | 79773012 | 31909204.8 | 61425219.24 | 0 | 0 | 0 | 93334424.04
| Principal Manager (SM2) | 27396792 | 4834728 | 22562064 | 51570432 | 0 | 0 | 0 | 78967224 | 30136471.2 | 62400222.72 | 0 | 0 | 0 | 92536693.92
| Senior Manager (SM3) | 22964958 | 10475244 | 12489714 | 31425732 | 0 | 0 | 0 | 54390690 | 25261453.8 | 38025135.72 | 0 | 0 | 0 | 63286589.52
20045 | Hazard allowance | 26602344 | 13301172 | 13301172 | 26072769.6 | 0 | 0 | 0 | 52675113.6 | 29262578.4 | 31548051.216 | 0 | 0 | 0 | 60810629.616
20046 | Power/Transmission all'ce | 39903516 | 19951758 | 19951758 | 39109154.4 | 0 | 0 | 0 | 79012670.4 | 43893867.6 | 47322076.824 | 0 | 0 | 0 | 91215944.424
20047 | Turn around maintenance | 0 | 0 | 0 | 0 | 0 | 0 | 0 | 0 | 0 | 0 | 0 | 0 | 0 | 0
20049 | Furniture Allowance | 106409376 | 53204688 | 53204688 | 104291078.4 | 0 | 0 | 0 | 210700454.4 | 117050313.6 | 126192204.864 | 0 | 0 | 0 | 243242518.464

## SO-Summary
[10 empty] | 1 | 2 | 3 | 4 | 5
A/C Codes | Description | 2013 Constant Prices | [7 empty] | Nominal Prices
|  | 2014 | 2014 H1 | 2014 H2 | 2015 | 2016 | 2017 | 2018 | TOTAL | 2014 | 2015 | 2016 | 2017 | 2018 | TOTAL
TOTAL |  | 6675176865.8028 | 2907624825.3106 | 3767552040.4921 | 9855452810.088 | 0 | 0 | 0 | 16530629675.8908 | 7342694552.3831 | 11924827416.1289 | 0 | 0 | 0
20001 | Basic salary | 1792218096 | 807021801 | 985196295 | 2581414380 | 0 | 0 | 0 | 4373632476 | 1971439905.6 | 3123511399.8 | 0 | 0 | 0 | 5094951305.4
| Managing Director / CEO (EG1) | 0 | 0 | 0 | 0 | 0 | 0 | 0 | 0 | 0 | 0 |  |  |  | 0
| Executive Director (EG2) | 2415726 | 1207863 | 1207863 | 2415726 | 0 | 0 | 0 | 4831452 | 2657298.6 | 2923028.46 | 0 | 0 | 0 | 5580327.06
| General Manager (EG3) | 6327882 | 3163941 | 3163941 | 6327882 | 0 | 0 | 0 | 12655764 | 6960670.2 | 7656737.22 | 0 | 0 | 0 | 14617407.42
| Assistant General Manager (SM1) | 25149528 | 11526867 | 13622661 | 27245322 | 0 | 0 | 0 | 52394850 | 27664480.8 | 32966839.62 | 0 | 0 | 0 | 60631320.42
| Principal Manager (SM2) | 68168232 | 21051954 | 47116278 | 94232556 | 0 | 0 | 0 | 162400788 | 74985055.2 | 114021392.76 | 0 | 0 | 0 | 189006447.96
| Senior Manager (SM3) | 84253149 | 57137193 | 27115956 | 54231912 | 0 | 0 | 0 | 138485061 | 92678463.9 | 65620613.52 | 0 | 0 | 0 | 158299077.42
| Manager (MM1) | 313898544 | 156009456 | 157889088 | 347731920 | 0 | 0 | 0 | 661630464 | 345288398.4 | 420755623.2 | 0 | 0 | 0 | 766044021.6
| Assistant Manager (MM3) | 398430045 | 299963700 | 98466345 | 237362580 | 0 | 0 | 0 | 635792625 | 438273049.5 | 287208721.8 | 0 | 0 | 0 | 725481771.3
| Officer I (SS1) | 798078735 | 220446504 | 577632231 | 1693902618 | 0 | 0 | 0 | 2491981353 | 877886608.5 | 2049622167.78 | 0 | 0 | 0 | 2927508776.28
| Officer II (SS2) | 73211985 | 23516577 | 49695408 | 99390816 | 0 | 0 | 0 | 172602801 | 80533183.5 | 120262887.36 | 0 | 0 | 0 | 200796070.86
| Officer III (SS3) | 10426590 | 4865742 | 5560848 | 11121696 | 0 | 0 | 0 | 21548286 | 11469249 | 13457252.16 | 0 | 0 | 0 | 24926501.16
| Officer IV (SS4) | 1678428 | 1678428 | 0 | 0 | 0 | 0 | 0 | 1678428 | 1846270.8 | 0 | 0 | 0 | 0 | 1846270.8
| Staff I (JS1) | 0 | 0 | 0 | 0 | 0 | 0 | 0 | 0 | 0 | 0 | 0 | 0 | 0 | 0
| Staff II (JS2) | 7451352 | 3725676 | 3725676 | 7451352 | 0 | 0 | 0 | 14902704 | 8196487.2 | 9016135.92 | 0 | 0 | 0 | 17212623.12
| Staff III (JS3) | 2727900 | 2727900 | 0 | 0 | 0 | 0 | 0 | 2727900 | 3000690 | 0 | 0 | 0 | 0 | 3000690
| Staff IV (JS4) | 0 | 0 | 0 | 0 | 0 | 0 | 0 | 0 | 0 | 0 | 0 | 0 | 0 | 0
| Staff V (JS5) | 0 | 0 | 0 | 0 | 0 | 0 | 0 | 0 | 0 | 0 | 0 | 0 | 0 | 0
20003 | Salary Consolidation | 640435495.758 | 282047299.7764 | 358388195.9816 | 939773572.9056 | 0 | 0 | 0 | 1580209068.6636 | 704479045.3338 | 1137126023.2158 | 0 | 0 | 0 | 1841605068.5496
| Pension Benefits | 241194319.1775 | 102278844.1462 | 138915475.0312 | 365070317.625 | 0 | 0 | 0 | 606264636.8025 | 265313751.0953 | 441735084.3263 | 0 | 0 | 0 | 707048835.4215
| Provision for Medical | 358443619.2 | 161404360.2 | 197039259 | 516282876 | 0 | 0 | 0 | 874726495.2 | 394287981.12 | 624702279.96 | 0 | 0 | 0 | 1018990261.08
| Provision for ITF | 40797557.3805 | 18364095.4302 | 22433461.9503 | 58420379.2806 | 0 | 0 | 0 | 99217936.6611 | 44877313.1186 | 70688658.9295 | 0 | 0 | 0 | 115565972.0481
| Senior Manager (SM3) and above | 5198251.8585 | 2564170.209 | 2634081.6495 | 5268163.299 | 0 | 0 | 0 | 10466415.1575 | 5718077.0444 | 6374477.5918 | 0 | 0 | 0 | 12092554.6361
| Officer III (SS3) to Manager (MM1) | 35348489.778 | 15627899.538 | 19720590.24 | 52994635.86 | 0 | 0 | 0 | 88343125.638 | 38883338.7558 | 64123509.3906 | 0 | 0 | 0 | 103006848.1464
| Officer IV (SS4) and below | 250815.744 | 172025.6832 | 78790.0608 | 157580.1216 | 0 | 0 | 0 | 408395.8656 | 275897.3184 | 190671.9471 | 0 | 0 | 0 | 466569.2655
20004 | Overtime (JS5 to SS4) | 355730.4 | 243960.12 | 111770.28 | 223540.56 | 0 | 0 | 0 | 579270.96 | 391303.44 | 0 | 0 | 0 | 0 | 391303.44
20005 | Extra duty allowance (SS3 to MM1) | 239106884.85 | 105720296.85 | 133386588 | 358426444.5 | 0 | 0 | 0 | 597533329.35 | 263017573.335 | 433695997.845 | 0 | 0 | 0 | 696713571.18
20006 | Shift allowance | 91403122.896 | 41158111.851 | 50245011.045 | 131652133.38 | 0 | 0 | 0 | 223055256.276 | 100543435.1856 | 159299081.3898 | 0 | 0 | 0 | 259842516.5754
20008 | Contract Pay/Allowance Non-Expatriate | 0 | 0 | 0 | 0 | 0 | 0 | 0 | 0 | 0 | 0 | 0 | 0 | 0 | 0
20009 | On-call allowance | 44805452.4 | 20175545.025 | 24629907.375 | 64535359.5 | 0 | 0 | 0 | 109340811.9 | 49285997.64 | 78087784.995 | 0 | 0 | 0 | 127373782.635
20010 | Salary Arrears | 0 | 0 | 0 | 0 | 0 | 0 | 0 | 0 | 0 | 0 | 0 | 0 | 0 | 0
20013 | Leave Commuted to Cash | 0 | 0 | 0 | 0 | 0 | 0 | 0 | 0 | 0 | 0 | 0 | 0 | 0 | 0
20031 | Transport allowance | 448054524 | 201755450.25 | 246299073.75 | 645353595 | 0 | 0 | 0 | 1093408119 | 492859976.4 | 780877849.95 | 0 | 0 | 0 | 1273737826.35
20032 | Housing allowance | 975651635.7 | 354940670.7 | 620710965 | 1640836260 | 0 | 0 | 0 | 2616487895.7 | 1073216799.27 | 1985411874.6 | 0 | 0 | 0 | 3058628673.87
| Manager & Above | 350149142.7 | 175068091.8 | 175081050.9 | 372529722.6 | 0 | 0 | 0 | 722678865.3 | 385164056.97 |  |  |  |  | 385164056.97
| Asst Manager & Below | 625502493 | 179872578.9 | 445629914.1 | 1268306537.4 | 0 | 0 | 0 | 1893809030.4 | 688052742.3 |  |  |  |  | 688052742.3
20033 | Electricity allowance-cash | 332073594 | 142879242 | 189194352 | 497622960 | 0 | 0 | 0 | 829696554 | 365280953.4 | 602123781.6 | 0 | 0 | 0 | 967404735
| Managing Director / CEO (EG1) | 0 | 0 | 0 | 0 | 0 | 0 | 0 | 0 | 0 | 0 | 0 | 0 | 0 | 0
| Executive Director (EG2) | 733536 | 366768 | 366768 | 733536 | 0 | 0 | 0 | 1467072 | 806889.6 | 887578.56 | 0 | 0 | 0 | 1694468.16
| General Manager (EG3) | 2200608 | 1100304 | 1100304 | 2200608 | 0 | 0 | 0 | 4401216 | 2420668.8 | 2662735.68 | 0 | 0 | 0 | 5083404.48
| Assistant General Manager (SM1) | 8802432 | 4034448 | 4767984 | 9535968 | 0 | 0 | 0 | 18338400 | 9682675.2 | 11538521.28 | 0 | 0 | 0 | 21221196.48
| Principal Manager (SM2) | 18474240 | 5705280 | 12768960 | 25537920 | 0 | 0 | 0 | 44012160 | 20321664 | 30900883.2 | 0 | 0 | 0 | 51222547.2
| Senior Manager (SM3) | 12924720 | 8765040 | 4159680 | 8319360 | 0 | 0 | 0 | 21244080 | 14217192 | 10066425.6 | 0 | 0 | 0 | 24283617.6
| Manager (MM1) | 49619040 | 24660960 | 24958080 | 54967200 | 0 | 0 | 0 | 104586240 | 54580944 | 66510312 | 0 | 0 | 0 | 121091256
| Assistant Manager (MM3) | 63539112 | 47836320 | 15702792 | 37853088 | 0 | 0 | 0 | 101392200 | 69893023.2 | 45802236.48 | 0 | 0 | 0 | 115695259.68
| Officer I (SS1) | 159627720 | 44092608 | 115535112 | 338805936 | 0 | 0 | 0 | 498433656 | 175590492 | 409955182.56 | 0 | 0 | 0 | 585545674.56
| Officer II (SS2) | 11643390 | 3739998 | 7903392 | 15806784 | 0 | 0 | 0 | 27450174 | 12807729 | 19126208.64 | 0 | 0 | 0 | 31933937.64
| Officer III (SS3) | 2116980 | 987924 | 1129056 | 2258112 | 0 | 0 | 0 | 4375092 | 2328678 | 2732315.52 | 0 | 0 | 0 | 5060993.52
| Officer IV (SS4) | 267408 | 267408 | 0 | 0 | 0 | 0 | 0 | 267408 | 294148.8 | 0 | 0 | 0 | 0 | 294148.8
| Staff I (JS1) | 0 | 0 | 0 | 0 | 0 | 0 | 0 | 0 | 0 | 0 | 0 | 0 | 0 | 0
| Staff II (JS2) | 1604448 | 802224 | 802224 | 1604448 | 0 | 0 | 0 | 3208896 | 1764892.8 | 1941382.08 | 0 | 0 | 0 | 3706274.88
| Staff III (JS3) | 519960 | 519960 | 0 | 0 | 0 | 0 | 0 | 519960 | 571956 | 0 | 0 | 0 | 0 | 571956
| Staff IV (JS4) | 0 | 0 | 0 | 0 | 0 | 0 | 0 | 0 | 0 | 0 | 0 | 0 | 0 | 0
| Staff V (JS5) | 0 | 0 | 0 | 0 | 0 | 0 | 0 | 0 | 0 | 0 | 0 | 0 | 0 | 0
20034 | Electricity Allowance - Non Cash | 0 | 0 | 0 | 0 | 0 | 0 | 0 | 0 | 0 | 0 | 0 | 0 | 0 | 0
20035 | Non-accidence bonus (Drivers Only) | 3256699.7988 | 1358235.9882 | 1898463.8106 | 7593855.2424 | 0 | 0 | 0 | 10850555.0412 | 3582369.7787 | 9188564.8433 | 0 | 0 | 0 | 12770934.622
| Officer I (SS1) | 0 | 0 | 0 | 0 | 0 | 0 | 0 | 0 | 0 | 0 | 0 | 0 | 0 | 0
| Officer II (SS2) | 1034906.8716 | 443531.5164 | 591375.3552 | 2365501.4208 | 0 | 0 | 0 | 3400408.2924 | 1138397.5588 | 2862256.7192 | 0 | 0 | 0 | 4000654.2779
| Officer III (SS3) | 752730.2874 | 289511.649 | 463218.6384 | 1852874.5536 | 0 | 0 | 0 | 2605604.841 | 828003.3161 | 2241978.2099 | 0 | 0 | 0 | 3069981.526
| Officer IV (SS4) | 23302.1754 | 0 | 23302.1754 | 93208.7016 | 0 | 0 | 0 | 116510.877 | 25632.3929 | 112782.5289 | 0 | 0 | 0 | 138414.9219
| Staff I (JS1) | 122863.8348 | 81909.2232 | 40954.6116 | 163818.4464 | 0 | 0 | 0 | 286682.2812 | 135150.2183 | 198220.3201 | 0 | 0 | 0 | 333370.5384
| Staff II (JS2) | 500006.4174 | 172416.006 | 327590.4114 | 1310361.6456 | 0 | 0 | 0 | 1810368.063 | 550007.0591 | 1585537.5912 | 0 | 0 | 0 | 2135544.6503
| Staff III (JS3) | 795319.245 | 357082.11 | 438237.135 | 1752948.54 | 0 | 0 | 0 | 2548267.785 | 874851.1695 | 2121067.7334 | 0 | 0 | 0 | 2995918.9029
| Staff IV (JS4) | 27570.9672 | 13785.4836 | 13785.4836 | 55141.9344 | 0 | 0 | 0 | 82712.9016 | 30328.0639 | 66721.7406 | 0 | 0 | 0 | 97049.8045
| Staff V (JS5) | 0 | 0 | 0 | 0 | 0 | 0 | 0 | 0 | 0 | 0 | 0 | 0 | 0 | 0
20036 | Leave grant | 358443619.2 | 161404360.2 | 197039259 | 516282876 | 0 | 0 | 0 | 874726495.2 | 394287981.12 | 624702279.96 | 0 | 0 | 0 | 1018990261.08
20037 | Tools allowance | 0 | 0 | 0 | 0 | 0 | 0 | 0 | 0 | 0 | 0 | 0 | 0 | 0 | 0
20038 | Meal subsidy | 30628800 | 13663200 | 16965600 | 45028800 | 0 | 0 | 0 | 75657600 | 33691680 | 54484848 | 0 | 0 | 0 | 88176528
| Managing Director / CEO (EG1) | 0 | 0 | 0 | 0 | 0 | 0 | 0 | 0 | 0 | 0 | 0 | 0 | 0 | 0
| Executive Director (EG2) | 28800 | 14400 | 14400 | 28800 | 0 | 0 | 0 | 57600 | 31680 | 34848 | 0 | 0 | 0 | 66528
| General Manager (EG3) | 86400 | 43200 | 43200 | 86400 | 0 | 0 | 0 | 172800 | 95040 | 104544 | 0 | 0 | 0 | 199584
| Assistant General Manager (SM1) | 288000 | 132000 | 156000 | 312000 | 0 | 0 | 0 | 600000 | 316800 | 377520 | 0 | 0 | 0 | 694320
| Principal Manager (SM2) | 816000 | 252000 | 564000 | 1128000 | 0 | 0 | 0 | 1944000 | 897600 | 1364880 | 0 | 0 | 0 | 2262480
| Senior Manager (SM3) | 1044000 | 708000 | 336000 | 672000 | 0 | 0 | 0 | 1716000 | 1148400 | 813120 | 0 | 0 | 0 | 1961520
| Manager (MM1) | 4008000 | 1992000 | 2016000 | 4440000 | 0 | 0 | 0 | 8448000 | 4408800 | 5372400 | 0 | 0 | 0 | 9781200
| Assistant Manager (MM3) | 7332000 | 5520000 | 1812000 | 4368000 | 0 | 0 | 0 | 11700000 | 8065200 | 5285280 | 0 | 0 | 0 | 13350480
| Officer I (SS1) | 14736000 | 4070400 | 10665600 | 31276800 | 0 | 0 | 0 | 46012800 | 16209600 | 37844928 | 0 | 0 | 0 | 54054528
| Officer II (SS2) | 1584000 | 508800 | 1075200 | 2150400 | 0 | 0 | 0 | 3734400 | 1742400 | 2601984 | 0 | 0 | 0 | 4344384
| Officer III (SS3) | 288000 | 134400 | 153600 | 307200 | 0 | 0 | 0 | 595200 | 316800 | 371712 | 0 | 0 | 0 | 688512
| Officer IV (SS4) | 57600 | 57600 | 0 | 0 | 0 | 0 | 0 | 57600 | 63360 | 0 | 0 | 0 | 0 | 63360
| Staff I (JS1) | 0 | 0 | 0 | 0 | 0 | 0 | 0 | 0 | 0 | 0 | 0 | 0 | 0 | 0
| Staff II (JS2) | 259200 | 129600 | 129600 | 259200 | 0 | 0 | 0 | 518400 | 285120 | 313632 | 0 | 0 | 0 | 598752
| Staff III (JS3) | 100800 | 100800 | 0 | 0 | 0 | 0 | 0 | 100800 | 110880 | 0 | 0 | 0 | 0 | 110880
| Staff IV (JS4) | 0 | 0 | 0 | 0 | 0 | 0 | 0 | 0 | 0 | 0 | 0 | 0 | 0 | 0
| Staff V (JS5) | 0 | 0 | 0 | 0 | 0 | 0 | 0 | 0 | 0 | 0 | 0 | 0 | 0 | 0
20039 | Entertainment allowance | 3065100 | 1550400 | 1514700 | 3029400 | 0 | 0 | 0 | 6094500 | 3371610 | 3665574 | 0 | 0 | 0 | 7037184
| Managing Director / CEO (EG1) | 0 | 0 | 0 | 0 | 0 | 0 | 0 | 0 | 0 | 0 | 0 | 0 | 0 | 0
| Executive Director (EG2) | 51000 | 25500 | 25500 | 51000 | 0 | 0 | 0 | 102000 | 56100 | 61710 | 0 | 0 | 0 | 117810
| General Manager (EG3) | 153000 | 76500 | 76500 | 153000 | 0 | 0 | 0 | 306000 | 168300 | 185130 | 0 | 0 | 0 | 353430
| Assistant General Manager (SM1) | 489600 | 224400 | 265200 | 530400 | 0 | 0 | 0 | 1020000 | 538560 | 641784 | 0 | 0 | 0 | 1180344
| Principal Manager (SM2) | 1040400 | 321300 | 719100 | 1438200 | 0 | 0 | 0 | 2478600 | 1144440 | 1740222 | 0 | 0 | 0 | 2884662
| Senior Manager (SM3) | 1331100 | 902700 | 428400 | 856800 | 0 | 0 | 0 | 2187900 | 1464210 | 1036728 | 0 | 0 | 0 | 2500938
20040 | Utility allowance | 268832714.4 | 121053270.15 | 147779444.25 | 387212157 | 0 | 0 | 0 | 656044871.4 | 295715985.84 | 468526709.97 | 0 | 0 | 0 | 764242695.81
20041 | Productivity bonus | 149351508 | 67251816.75 | 82099691.25 | 215117865 | 0 | 0 | 0 | 364469373 | 164286658.8 | 260292616.65 | 0 | 0 | 0 | 424579275.45
20042 | Domestic servant allowance | 132552126 | 60836994 | 71715132 | 143430264 | 0 | 0 | 0 | 275982390 | 145807338.6 | 173550619.44 | 0 | 0 | 0 | 319357958.04
| Managing Director / CEO (EG1) | 0 | 0 | 0 | 0 | 0 | 0 | 0 | 0 | 0 | 0 | 0 | 0 | 0 | 0
| Executive Director (EG2) | 4028940 | 2014470 | 2014470 | 4028940 | 0 | 0 | 0 | 8057880 | 4431834 | 4875017.4 | 0 | 0 | 0 | 9306851.4
| General Manager (EG3) | 9669456 | 4834728 | 4834728 | 9669456 | 0 | 0 | 0 | 19338912 | 10636401.6 | 11700041.76 | 0 | 0 | 0 | 22336443.36
| Assistant General Manager (SM1) | 29008368 | 13295502 | 15712866 | 31425732 | 0 | 0 | 0 | 60434100 | 31909204.8 | 38025135.72 | 0 | 0 | 0 | 69934340.52
| Principal Manager (SM2) | 54793584 | 16921548 | 37872036 | 75744072 | 0 | 0 | 0 | 130537656 | 60272942.4 | 91650327.12 | 0 | 0 | 0 | 151923269.52
| Senior Manager (SM3) | 35051778 | 23770746 | 11281032 | 22562064 | 0 | 0 | 0 | 57613842 | 38556955.8 | 27300097.44 | 0 | 0 | 0 | 65857053.24
20045 | Hazard allowance | 179221809.6 | 80702180.1 | 98519629.5 | 258141438 | 0 | 0 | 0 | 437363247.6 | 197143990.56 | 312351139.98 | 0 | 0 | 0 | 509495130.54
20046 | Power/Transmission all'ce | 268832714.4 | 121053270.15 | 147779444.25 | 387212157 | 0 | 0 | 0 | 656044871.4 | 295715985.84 | 468526709.97 | 0 | 0 | 0 | 764242695.81
20047 | Turn around maintenance | 0 | 0 | 0 | 0 | 0 | 0 | 0 | 0 | 0 | 0 | 0 | 0 | 0 | 0
20049 | Furniture Allowance | 716887238.4 | 322808720.4 | 394078518 | 1032565752 | 0 | 0 | 0 | 1749452990.4 | 788575962.24 | 1249404559.92 | 0 | 0 | 0 | 2037980522.16

## SO-HQ
[10 empty] | 1 | 2 | 3 | 4 | 5
A/C Codes | Description | 2013 Constant Prices | [7 empty] | Nominal Prices
|  | 2014 | 2014 H1 | 2014 H2 | 2015 | 2016 | 2017 | 2018 | TOTAL | 2014 | 2015 | 2016 | 2017 | 2018 | TOTAL
TOTAL |  | 299369650.2492 | 149684825.1246 | 149684825.1246 | 299878573.5984 | 0 | 0 | 0 | 599248223.8476 | 329306615.2741 | 362777939.5881 | 0 | 0 | 0
20001 | Basic salary | 74998764 | 37499382 | 37499382 | 74998764 | 0 | 0 | 0 | 149997528 | 82498640.4 | 90748504.44 | 0 | 0 | 0 | 173247144.84
| Managing Director / CEO (EG1) | 0 | 0 | 0 | 0 | 0 | 0 | 0 | 0 | 0 | 0 |  |  |  | 0
| Executive Director (EG2) | 2415726 | 1207863 | 1207863 | 2415726 | 0 | 0 | 0 | 4831452 | 2657298.6 | 2923028.46 | 0 | 0 | 0 | 5580327.06
| General Manager (EG3) | 2109294 | 1054647 | 1054647 | 2109294 | 0 | 0 | 0 | 4218588 | 2320223.4 | 2552245.74 | 0 | 0 | 0 | 4872469.14
| Assistant General Manager (SM1) | 10478970 | 5239485 | 5239485 | 10478970 | 0 | 0 | 0 | 20957940 | 11526867 | 12679553.7 | 0 | 0 | 0 | 24206420.7
| Principal Manager (SM2) | 4009896 | 2004948 | 2004948 | 4009896 | 0 | 0 | 0 | 8019792 | 4410885.6 | 4851974.16 | 0 | 0 | 0 | 9262859.76
| Senior Manager (SM3) | 17431686 | 8715843 | 8715843 | 17431686 | 0 | 0 | 0 | 34863372 | 19174854.6 | 21092340.06 | 0 | 0 | 0 | 40267194.66
| Manager (MM1) | 9398160 | 4699080 | 4699080 | 9398160 | 0 | 0 | 0 | 18796320 | 10337976 | 11371773.6 | 0 | 0 | 0 | 21709749.6
| Assistant Manager (MM3) | 19562850 | 9781425 | 9781425 | 19562850 | 0 | 0 | 0 | 39125700 | 21519135 | 23671048.5 | 0 | 0 | 0 | 45190183.5
| Officer I (SS1) | 2079684 | 1039842 | 1039842 | 2079684 | 0 | 0 | 0 | 4159368 | 2287652.4 | 2516417.64 | 0 | 0 | 0 | 4804070.04
| Officer II (SS2) | 2662254 | 1331127 | 1331127 | 2662254 | 0 | 0 | 0 | 5324508 | 2928479.4 | 3221327.34 | 0 | 0 | 0 | 6149806.74
| Officer III (SS3) | 2780424 | 1390212 | 1390212 | 2780424 | 0 | 0 | 0 | 5560848 | 3058466.4 | 3364313.04 | 0 | 0 | 0 | 6422779.44
| Officer IV (SS4) | 0 | 0 | 0 | 0 | 0 | 0 | 0 | 0 | 0 | 0 | 0 | 0 | 0 | 0
| Staff I (JS1) | 0 | 0 | 0 | 0 | 0 | 0 | 0 | 0 | 0 | 0 | 0 | 0 | 0 | 0
| Staff II (JS2) | 2069820 | 1034910 | 1034910 | 2069820 | 0 | 0 | 0 | 4139640 | 2276802 | 2504482.2 | 0 | 0 | 0 | 4781284.2
| Staff III (JS3) | 0 | 0 | 0 | 0 | 0 | 0 | 0 | 0 | 0 | 0 | 0 | 0 | 0 | 0
| Staff IV (JS4) | 0 | 0 | 0 | 0 | 0 | 0 | 0 | 0 | 0 | 0 | 0 | 0 | 0 | 0
| Staff V (JS5) | 0 | 0 | 0 | 0 | 0 | 0 | 0 | 0 | 0 | 0 | 0 | 0 | 0 | 0
20003 | Salary Consolidation | 26850324.636 | 13425162.318 | 13425162.318 | 26850324.636 | 0 | 0 | 0 | 53700649.272 | 29535357.0996 | 32488892.8096 | 0 | 0 | 0 | 62024249.9092
| Pension Benefits | 9941519.61 | 4970759.805 | 4970759.805 | 9941519.61 | 0 | 0 | 0 | 19883039.22 | 10935671.571 | 12029238.7281 | 0 | 0 | 0 | 22964910.2991
| Provision for Medical | 14999752.8 | 7499876.4 | 7499876.4 | 14999752.8 | 0 | 0 | 0 | 29999505.6 | 16499728.08 | 18149700.888 | 0 | 0 | 0 | 34649428.968
| Provision for ITF | 1909052.226 | 954526.113 | 954526.113 | 1909052.226 | 0 | 0 | 0 | 3818104.452 | 2099957.4486 | 2309953.1935 | 0 | 0 | 0 | 4409910.6421
| Senior Manager (SM3) and above | 1056117.786 | 528058.893 | 528058.893 | 1056117.786 | 0 | 0 | 0 | 2112235.572 | 1161729.5646 | 1277902.5211 | 0 | 0 | 0 | 2439632.0857
| Officer III (SS3) to Manager (MM1) | 809162.184 | 404581.092 | 404581.092 | 809162.184 | 0 | 0 | 0 | 1618324.368 | 890078.4024 | 979086.2426 | 0 | 0 | 0 | 1869164.645
| Officer IV (SS4) and below | 43772.256 | 21886.128 | 21886.128 | 43772.256 | 0 | 0 | 0 | 87544.512 | 48149.4816 | 52964.4298 | 0 | 0 | 0 | 101113.9114
20004 | Overtime (JS5 to SS4) | 62094.6 | 31047.3 | 31047.3 | 62094.6 | 0 | 0 | 0 | 124189.2 | 68304.06 | 0 | 0 | 0 | 0 | 68304.06
20005 | Extra duty allowance (SS3 to MM1) | 5472505.8 | 2736252.9 | 2736252.9 | 5472505.8 | 0 | 0 | 0 | 10945011.6 | 6019756.38 | 6621732.018 | 0 | 0 | 0 | 12641488.398
20006 | Shift allowance | 3824936.964 | 1912468.482 | 1912468.482 | 3824936.964 | 0 | 0 | 0 | 7649873.928 | 4207430.6604 | 4628173.7264 | 0 | 0 | 0 | 8835604.3868
20008 | Contract Pay/Allowance Non-Expatriate | 0 | 0 | 0 | 0 | 0 | 0 | 0 | 0 | 0 | 0 | 0 | 0 | 0 | 0
20009 | On-call allowance | 1874969.1 | 937484.55 | 937484.55 | 1874969.1 | 0 | 0 | 0 | 3749938.2 | 2062466.01 | 2268712.611 | 0 | 0 | 0 | 4331178.621
20010 | Salary Arrears | 0 | 0 | 0 | 0 | 0 | 0 | 0 | 0 | 0 | 0 | 0 | 0 | 0 | 0
20013 | Leave Commuted to Cash | 0 | 0 | 0 | 0 | 0 | 0 | 0 | 0 | 0 | 0 | 0 | 0 | 0 | 0
20031 | Transport allowance | 18749691 | 9374845.5 | 9374845.5 | 18749691 | 0 | 0 | 0 | 37499382 | 20624660.1 | 22687126.11 | 0 | 0 | 0 | 43311786.21
20032 | Housing allowance | 38805139.8 | 19402569.9 | 19402569.9 | 38805139.8 | 0 | 0 | 0 | 77610279.6 | 42685653.78 | 46954219.158 | 0 | 0 | 0 | 89639872.938
| Manager & Above | 32090612.4 | 16045306.2 | 16045306.2 | 32090612.4 | 0 | 0 | 0 | 64181224.8 | 35299673.64 |  |  |  |  | 35299673.64
| Asst Manager & Below | 6714527.4 | 3357263.7 | 3357263.7 | 6714527.4 | 0 | 0 | 0 | 13429054.8 | 7385980.14 |  |  |  |  | 7385980.14
20033 | Electricity allowance-cash | 15350484 | 7675242 | 7675242 | 15350484 | 0 | 0 | 0 | 30700968 | 16885532.4 | 18574085.64 | 0 | 0 | 0 | 35459618.04
| Managing Director / CEO (EG1) | 0 | 0 | 0 | 0 | 0 | 0 | 0 | 0 | 0 | 0 | 0 | 0 | 0 | 0
| Executive Director (EG2) | 733536 | 366768 | 366768 | 733536 | 0 | 0 | 0 | 1467072 | 806889.6 | 887578.56 | 0 | 0 | 0 | 1694468.16
| General Manager (EG3) | 733536 | 366768 | 366768 | 733536 | 0 | 0 | 0 | 1467072 | 806889.6 | 887578.56 | 0 | 0 | 0 | 1694468.16
| Assistant General Manager (SM1) | 3667680 | 1833840 | 1833840 | 3667680 | 0 | 0 | 0 | 7335360 | 4034448 | 4437892.8 | 0 | 0 | 0 | 8472340.8
| Principal Manager (SM2) | 1086720 | 543360 | 543360 | 1086720 | 0 | 0 | 0 | 2173440 | 1195392 | 1314931.2 | 0 | 0 | 0 | 2510323.2
| Senior Manager (SM3) | 2674080 | 1337040 | 1337040 | 2674080 | 0 | 0 | 0 | 5348160 | 2941488 | 3235636.8 | 0 | 0 | 0 | 6177124.8
| Manager (MM1) | 1485600 | 742800 | 742800 | 1485600 | 0 | 0 | 0 | 2971200 | 1634160 | 1797576 | 0 | 0 | 0 | 3431736
| Assistant Manager (MM3) | 3119760 | 1559880 | 1559880 | 3119760 | 0 | 0 | 0 | 6239520 | 3431736 | 3774909.6 | 0 | 0 | 0 | 7206645.6
| Officer I (SS1) | 415968 | 207984 | 207984 | 415968 | 0 | 0 | 0 | 831936 | 457564.8 | 503321.28 | 0 | 0 | 0 | 960886.08
| Officer II (SS2) | 423396 | 211698 | 211698 | 423396 | 0 | 0 | 0 | 846792 | 465735.6 | 512309.16 | 0 | 0 | 0 | 978044.76
| Officer III (SS3) | 564528 | 282264 | 282264 | 564528 | 0 | 0 | 0 | 1129056 | 620980.8 | 683078.88 | 0 | 0 | 0 | 1304059.68
| Officer IV (SS4) | 0 | 0 | 0 | 0 | 0 | 0 | 0 | 0 | 0 | 0 | 0 | 0 | 0 | 0
| Staff I (JS1) | 0 | 0 | 0 | 0 | 0 | 0 | 0 | 0 | 0 | 0 | 0 | 0 | 0 | 0
| Staff II (JS2) | 445680 | 222840 | 222840 | 445680 | 0 | 0 | 0 | 891360 | 490248 | 539272.8 | 0 | 0 | 0 | 1029520.8
| Staff III (JS3) | 0 | 0 | 0 | 0 | 0 | 0 | 0 | 0 | 0 | 0 | 0 | 0 | 0 | 0
| Staff IV (JS4) | 0 | 0 | 0 | 0 | 0 | 0 | 0 | 0 | 0 | 0 | 0 | 0 | 0 | 0
| Staff V (JS5) | 0 | 0 | 0 | 0 | 0 | 0 | 0 | 0 | 0 | 0 | 0 | 0 | 0 | 0
20034 | Electricity Allowance - Non Cash | 0 | 0 | 0 | 0 | 0 | 0 | 0 | 0 | 0 | 0 | 0 | 0 | 0 | 0
20035 | Non-accidence bonus (Drivers Only) | 508923.3492 | 254461.6746 | 254461.6746 | 1017846.6984 | 0 | 0 | 0 | 1526770.0476 | 559815.6841 | 1231594.5051 | 0 | 0 | 0 | 1791410.1892
| Officer I (SS1) | 0 | 0 | 0 | 0 | 0 | 0 | 0 | 0 | 0 | 0 | 0 | 0 | 0 | 0
| Officer II (SS2) | 221765.7582 | 110882.8791 | 110882.8791 | 443531.5164 | 0 | 0 | 0 | 665297.2746 | 243942.334 | 536673.1348 | 0 | 0 | 0 | 780615.4689
| Officer III (SS3) | 57902.3298 | 28951.1649 | 28951.1649 | 115804.6596 | 0 | 0 | 0 | 173706.9894 | 63692.5628 | 140123.6381 | 0 | 0 | 0 | 203816.2009
| Officer IV (SS4) | 0 | 0 | 0 | 0 | 0 | 0 | 0 | 0 | 0 | 0 | 0 | 0 | 0 | 0
| Staff I (JS1) | 0 | 0 | 0 | 0 | 0 | 0 | 0 | 0 | 0 | 0 | 0 | 0 | 0 | 0
| Staff II (JS2) | 34483.2012 | 17241.6006 | 17241.6006 | 68966.4024 | 0 | 0 | 0 | 103449.6036 | 37931.5213 | 83449.3469 | 0 | 0 | 0 | 121380.8682
| Staff III (JS3) | 194772.06 | 97386.03 | 97386.03 | 389544.12 | 0 | 0 | 0 | 584316.18 | 214249.266 | 471348.3852 | 0 | 0 | 0 | 685597.6512
| Staff IV (JS4) | 0 | 0 | 0 | 0 | 0 | 0 | 0 | 0 | 0 | 0 | 0 | 0 | 0 | 0
| Staff V (JS5) | 0 | 0 | 0 | 0 | 0 | 0 | 0 | 0 | 0 | 0 | 0 | 0 | 0 | 0
20036 | Leave grant | 14999752.8 | 7499876.4 | 7499876.4 | 14999752.8 | 0 | 0 | 0 | 29999505.6 | 16499728.08 | 18149700.888 | 0 | 0 | 0 | 34649428.968
20037 | Tools allowance | 0 | 0 | 0 | 0 | 0 | 0 | 0 | 0 | 0 | 0 | 0 | 0 | 0 | 0
20038 | Meal subsidy | 1166400 | 583200 | 583200 | 1166400 | 0 | 0 | 0 | 2332800 | 1283040 | 1411344 | 0 | 0 | 0 | 2694384
| Managing Director / CEO (EG1) | 0 | 0 | 0 | 0 | 0 | 0 | 0 | 0 | 0 | 0 | 0 | 0 | 0 | 0
| Executive Director (EG2) | 28800 | 14400 | 14400 | 28800 | 0 | 0 | 0 | 57600 | 31680 | 34848 | 0 | 0 | 0 | 66528
| General Manager (EG3) | 28800 | 14400 | 14400 | 28800 | 0 | 0 | 0 | 57600 | 31680 | 34848 | 0 | 0 | 0 | 66528
| Assistant General Manager (SM1) | 120000 | 60000 | 60000 | 120000 | 0 | 0 | 0 | 240000 | 132000 | 145200 | 0 | 0 | 0 | 277200
| Principal Manager (SM2) | 48000 | 24000 | 24000 | 48000 | 0 | 0 | 0 | 96000 | 52800 | 58080 | 0 | 0 | 0 | 110880
| Senior Manager (SM3) | 216000 | 108000 | 108000 | 216000 | 0 | 0 | 0 | 432000 | 237600 | 261360 | 0 | 0 | 0 | 498960
| Manager (MM1) | 120000 | 60000 | 60000 | 120000 | 0 | 0 | 0 | 240000 | 132000 | 145200 | 0 | 0 | 0 | 277200
| Assistant Manager (MM3) | 360000 | 180000 | 180000 | 360000 | 0 | 0 | 0 | 720000 | 396000 | 435600 | 0 | 0 | 0 | 831600
| Officer I (SS1) | 38400 | 19200 | 19200 | 38400 | 0 | 0 | 0 | 76800 | 42240 | 46464 | 0 | 0 | 0 | 88704
| Officer II (SS2) | 57600 | 28800 | 28800 | 57600 | 0 | 0 | 0 | 115200 | 63360 | 69696 | 0 | 0 | 0 | 133056
| Officer III (SS3) | 76800 | 38400 | 38400 | 76800 | 0 | 0 | 0 | 153600 | 84480 | 92928 | 0 | 0 | 0 | 177408
| Officer IV (SS4) | 0 | 0 | 0 | 0 | 0 | 0 | 0 | 0 | 0 | 0 | 0 | 0 | 0 | 0
| Staff I (JS1) | 0 | 0 | 0 | 0 | 0 | 0 | 0 | 0 | 0 | 0 | 0 | 0 | 0 | 0
| Staff II (JS2) | 72000 | 36000 | 36000 | 72000 | 0 | 0 | 0 | 144000 | 79200 | 87120 | 0 | 0 | 0 | 166320
| Staff III (JS3) | 0 | 0 | 0 | 0 | 0 | 0 | 0 | 0 | 0 | 0 | 0 | 0 | 0 | 0
| Staff IV (JS4) | 0 | 0 | 0 | 0 | 0 | 0 | 0 | 0 | 0 | 0 | 0 | 0 | 0 | 0
| Staff V (JS5) | 0 | 0 | 0 | 0 | 0 | 0 | 0 | 0 | 0 | 0 | 0 | 0 | 0 | 0
20039 | Entertainment allowance | 642600 | 321300 | 321300 | 642600 | 0 | 0 | 0 | 1285200 | 706860 | 777546 | 0 | 0 | 0 | 1484406
| Managing Director / CEO (EG1) | 0 | 0 | 0 | 0 | 0 | 0 | 0 | 0 | 0 | 0 | 0 | 0 | 0 | 0
| Executive Director (EG2) | 51000 | 25500 | 25500 | 51000 | 0 | 0 | 0 | 102000 | 56100 | 61710 | 0 | 0 | 0 | 117810
| General Manager (EG3) | 51000 | 25500 | 25500 | 51000 | 0 | 0 | 0 | 102000 | 56100 | 61710 | 0 | 0 | 0 | 117810
| Assistant General Manager (SM1) | 204000 | 102000 | 102000 | 204000 | 0 | 0 | 0 | 408000 | 224400 | 246840 | 0 | 0 | 0 | 471240
| Principal Manager (SM2) | 61200 | 30600 | 30600 | 61200 | 0 | 0 | 0 | 122400 | 67320 | 74052 | 0 | 0 | 0 | 141372
| Senior Manager (SM3) | 275400 | 137700 | 137700 | 275400 | 0 | 0 | 0 | 550800 | 302940 | 333234 | 0 | 0 | 0 | 636174
20040 | Utility allowance | 11249814.6 | 5624907.3 | 5624907.3 | 11249814.6 | 0 | 0 | 0 | 22499629.2 | 12374796.06 | 13612275.666 | 0 | 0 | 0 | 25987071.726
20041 | Productivity bonus | 6249897 | 3124948.5 | 3124948.5 | 6249897 | 0 | 0 | 0 | 12499794 | 6874886.7 | 7562375.37 | 0 | 0 | 0 | 14437262.07
20042 | Domestic servant allowance | 29814156 | 14907078 | 14907078 | 29814156 | 0 | 0 | 0 | 59628312 | 32795571.6 | 36075128.76 | 0 | 0 | 0 | 68870700.36
| Managing Director / CEO (EG1) | 0 | 0 | 0 | 0 | 0 | 0 | 0 | 0 | 0 | 0 | 0 | 0 | 0 | 0
| Executive Director (EG2) | 4028940 | 2014470 | 2014470 | 4028940 | 0 | 0 | 0 | 8057880 | 4431834 | 4875017.4 | 0 | 0 | 0 | 9306851.4
| General Manager (EG3) | 3223152 | 1611576 | 1611576 | 3223152 | 0 | 0 | 0 | 6446304 | 3545467.2 | 3900013.92 | 0 | 0 | 0 | 7445481.12
| Assistant General Manager (SM1) | 12086820 | 6043410 | 6043410 | 12086820 | 0 | 0 | 0 | 24173640 | 13295502 | 14625052.2 | 0 | 0 | 0 | 27920554.2
| Principal Manager (SM2) | 3223152 | 1611576 | 1611576 | 3223152 | 0 | 0 | 0 | 6446304 | 3545467.2 | 3900013.92 | 0 | 0 | 0 | 7445481.12
| Senior Manager (SM3) | 7252092 | 3626046 | 3626046 | 7252092 | 0 | 0 | 0 | 14504184 | 7977301.2 | 8775031.32 | 0 | 0 | 0 | 16752332.52
20045 | Hazard allowance | 7499876.4 | 3749938.2 | 3749938.2 | 7499876.4 | 0 | 0 | 0 | 14999752.8 | 8249864.04 | 9074850.444 | 0 | 0 | 0 | 17324714.484
20046 | Power/Transmission all'ce | 11249814.6 | 5624907.3 | 5624907.3 | 11249814.6 | 0 | 0 | 0 | 22499629.2 | 12374796.06 | 13612275.666 | 0 | 0 | 0 | 25987071.726
20047 | Turn around maintenance | 0 | 0 | 0 | 0 | 0 | 0 | 0 | 0 | 0 | 0 | 0 | 0 | 0 | 0
20049 | Furniture Allowance | 29999505.6 | 14999752.8 | 14999752.8 | 29999505.6 | 0 | 0 | 0 | 59999011.2 | 32999456.16 | 36299401.776 | 0 | 0 | 0 | 69298857.936

## SO-BA
[10 empty] | 1 | 2 | 3 | 4 | 5
A/C Codes | Description | 2013 Constant Prices | [7 empty] | Nominal Prices
|  | 2014 | 2014 H1 | 2014 H2 | 2015 | 2016 | 2017 | 2018 | TOTAL | 2014 | 2015 | 2016 | 2017 | 2018 | TOTAL
TOTAL |  | 0 | 0 | 0 | 0 | 0 | 0 | 0 | 0 | 0 | 0 | 0 | 0 | 0
20001 | Basic salary | 0 | 0 | 0 | 0 | 0 | 0 | 0 | 0 | 0 | 0 | 0 | 0 | 0 | 0
| Managing Director / CEO (EG1) | 0 | 0 | 0 | 0 | 0 | 0 | 0 | 0 | 0 | 0 |  |  |  | 0
| Executive Director (EG2) | 0 | 0 | 0 | 0 | 0 | 0 | 0 | 0 | 0 | 0 | 0 | 0 | 0 | 0
| General Manager (EG3) | 0 | 0 | 0 | 0 | 0 | 0 | 0 | 0 | 0 | 0 | 0 | 0 | 0 | 0
| Assistant General Manager (SM1) | 0 | 0 | 0 | 0 | 0 | 0 | 0 | 0 | 0 | 0 | 0 | 0 | 0 | 0
| Principal Manager (SM2) | 0 | 0 | 0 | 0 | 0 | 0 | 0 | 0 | 0 | 0 | 0 | 0 | 0 | 0
| Senior Manager (SM3) | 0 | 0 | 0 | 0 | 0 | 0 | 0 | 0 | 0 | 0 | 0 | 0 | 0 | 0
| Manager (MM1) | 0 | 0 | 0 | 0 | 0 | 0 | 0 | 0 | 0 | 0 | 0 | 0 | 0 | 0
| Assistant Manager (MM3) | 0 | 0 | 0 | 0 | 0 | 0 | 0 | 0 | 0 | 0 | 0 | 0 | 0 | 0
| Officer I (SS1) | 0 | 0 | 0 | 0 | 0 | 0 | 0 | 0 | 0 | 0 | 0 | 0 | 0 | 0
| Officer II (SS2) | 0 | 0 | 0 | 0 | 0 | 0 | 0 | 0 | 0 | 0 | 0 | 0 | 0 | 0
| Officer III (SS3) | 0 | 0 | 0 | 0 | 0 | 0 | 0 | 0 | 0 | 0 | 0 | 0 | 0 | 0
| Officer IV (SS4) | 0 | 0 | 0 | 0 | 0 | 0 | 0 | 0 | 0 | 0 | 0 | 0 | 0 | 0
| Staff I (JS1) | 0 | 0 | 0 | 0 | 0 | 0 | 0 | 0 | 0 | 0 | 0 | 0 | 0 | 0
| Staff II (JS2) | 0 | 0 | 0 | 0 | 0 | 0 | 0 | 0 | 0 | 0 | 0 | 0 | 0 | 0
| Staff III (JS3) | 0 | 0 | 0 | 0 | 0 | 0 | 0 | 0 | 0 | 0 | 0 | 0 | 0 | 0
| Staff IV (JS4) | 0 | 0 | 0 | 0 | 0 | 0 | 0 | 0 | 0 | 0 | 0 | 0 | 0 | 0
| Staff V (JS5) | 0 | 0 | 0 | 0 | 0 | 0 | 0 | 0 | 0 | 0 | 0 | 0 | 0 | 0
20003 | Salary Consolidation | 0 | 0 | 0 | 0 | 0 | 0 | 0 | 0 | 0 | 0 | 0 | 0 | 0 | 0
| Pension Benefits | 0 | 0 | 0 | 0 | 0 | 0 | 0 | 0 | 0 | 0 | 0 | 0 | 0 | 0
| Provision for Medical | 0 | 0 | 0 | 0 | 0 | 0 | 0 | 0 | 0 | 0 | 0 | 0 | 0 | 0
| Provision for ITF | 0 | 0 | 0 | 0 | 0 | 0 | 0 | 0 | 0 | 0 | 0 | 0 | 0 | 0
| Senior Manager (SM3) and above | 0 | 0 | 0 | 0 | 0 | 0 | 0 | 0 | 0 | 0 | 0 | 0 | 0 | 0
| Officer III (SS3) to Manager (MM1) | 0 | 0 | 0 | 0 | 0 | 0 | 0 | 0 | 0 | 0 | 0 | 0 | 0 | 0
| Officer IV (SS4) and below | 0 | 0 | 0 | 0 | 0 | 0 | 0 | 0 | 0 | 0 | 0 | 0 | 0 | 0
20004 | Overtime (JS5 to SS4) | 0 | 0 | 0 | 0 | 0 | 0 | 0 | 0 | 0 | 0 | 0 | 0 | 0 | 0
20005 | Extra duty allowance (SS3 to MM1) | 0 | 0 | 0 | 0 | 0 | 0 | 0 | 0 | 0 | 0 | 0 | 0 | 0 | 0
20006 | Shift allowance | 0 | 0 | 0 | 0 | 0 | 0 | 0 | 0 | 0 | 0 | 0 | 0 | 0 | 0
20008 | Contract Pay/Allowance Non-Expatriate | 0 | 0 | 0 | 0 | 0 | 0 | 0 | 0 | 0 | 0 | 0 | 0 | 0 | 0
20009 | On-call allowance | 0 | 0 | 0 | 0 | 0 | 0 | 0 | 0 | 0 | 0 | 0 | 0 | 0 | 0
20010 | Salary Arrears | 0 | 0 | 0 | 0 | 0 | 0 | 0 | 0 | 0 | 0 | 0 | 0 | 0 | 0
20013 | Leave Commuted to Cash | 0 | 0 | 0 | 0 | 0 | 0 | 0 | 0 | 0 | 0 | 0 | 0 | 0 | 0
20031 | Transport allowance | 0 | 0 | 0 | 0 | 0 | 0 | 0 | 0 | 0 | 0 | 0 | 0 | 0 | 0
20032 | Housing allowance | 0 | 0 | 0 | 0 | 0 | 0 | 0 | 0 | 0 | 0 | 0 | 0 | 0 | 0
| Manager & Above | 0 | 0 | 0 | 0 | 0 | 0 | 0 | 0 | 0 |  |  |  |  | 0
| Asst Manager & Below | 0 | 0 | 0 | 0 | 0 | 0 | 0 | 0 | 0 |  |  |  |  | 0
20033 | Electricity allowance-cash | 0 | 0 | 0 | 0 | 0 | 0 | 0 | 0 | 0 | 0 | 0 | 0 | 0 | 0
| Managing Director / CEO (EG1) | 0 | 0 | 0 | 0 | 0 | 0 | 0 | 0 | 0 | 0 | 0 | 0 | 0 | 0
| Executive Director (EG2) | 0 | 0 | 0 | 0 | 0 | 0 | 0 | 0 | 0 | 0 | 0 | 0 | 0 | 0
| General Manager (EG3) | 0 | 0 | 0 | 0 | 0 | 0 | 0 | 0 | 0 | 0 | 0 | 0 | 0 | 0
| Assistant General Manager (SM1) | 0 | 0 | 0 | 0 | 0 | 0 | 0 | 0 | 0 | 0 | 0 | 0 | 0 | 0
| Principal Manager (SM2) | 0 | 0 | 0 | 0 | 0 | 0 | 0 | 0 | 0 | 0 | 0 | 0 | 0 | 0
| Senior Manager (SM3) | 0 | 0 | 0 | 0 | 0 | 0 | 0 | 0 | 0 | 0 | 0 | 0 | 0 | 0
| Manager (MM1) | 0 | 0 | 0 | 0 | 0 | 0 | 0 | 0 | 0 | 0 | 0 | 0 | 0 | 0
| Assistant Manager (MM3) | 0 | 0 | 0 | 0 | 0 | 0 | 0 | 0 | 0 | 0 | 0 | 0 | 0 | 0
| Officer I (SS1) | 0 | 0 | 0 | 0 | 0 | 0 | 0 | 0 | 0 | 0 | 0 | 0 | 0 | 0
| Officer II (SS2) | 0 | 0 | 0 | 0 | 0 | 0 | 0 | 0 | 0 | 0 | 0 | 0 | 0 | 0
| Officer III (SS3) | 0 | 0 | 0 | 0 | 0 | 0 | 0 | 0 | 0 | 0 | 0 | 0 | 0 | 0
| Officer IV (SS4) | 0 | 0 | 0 | 0 | 0 | 0 | 0 | 0 | 0 | 0 | 0 | 0 | 0 | 0
| Staff I (JS1) | 0 | 0 | 0 | 0 | 0 | 0 | 0 | 0 | 0 | 0 | 0 | 0 | 0 | 0
| Staff II (JS2) | 0 | 0 | 0 | 0 | 0 | 0 | 0 | 0 | 0 | 0 | 0 | 0 | 0 | 0
| Staff III (JS3) | 0 | 0 | 0 | 0 | 0 | 0 | 0 | 0 | 0 | 0 | 0 | 0 | 0 | 0
| Staff IV (JS4) | 0 | 0 | 0 | 0 | 0 | 0 | 0 | 0 | 0 | 0 | 0 | 0 | 0 | 0
| Staff V (JS5) | 0 | 0 | 0 | 0 | 0 | 0 | 0 | 0 | 0 | 0 | 0 | 0 | 0 | 0
20034 | Electricity Allowance - Non Cash | 0 | 0 | 0 | 0 | 0 | 0 | 0 | 0 | 0 | 0 | 0 | 0 | 0 | 0
20035 | Non-accidence bonus (Drivers Only) | 0 | 0 | 0 | 0 | 0 | 0 | 0 | 0 | 0 | 0 | 0 | 0 | 0 | 0
| Officer I (SS1) | 0 | 0 | 0 | 0 | 0 | 0 | 0 | 0 | 0 | 0 | 0 | 0 | 0 | 0
| Officer II (SS2) | 0 | 0 | 0 | 0 | 0 | 0 | 0 | 0 | 0 | 0 | 0 | 0 | 0 | 0
| Officer III (SS3) | 0 | 0 | 0 | 0 | 0 | 0 | 0 | 0 | 0 | 0 | 0 | 0 | 0 | 0
| Officer IV (SS4) | 0 | 0 | 0 | 0 | 0 | 0 | 0 | 0 | 0 | 0 | 0 | 0 | 0 | 0
| Staff I (JS1) | 0 | 0 | 0 | 0 | 0 | 0 | 0 | 0 | 0 | 0 | 0 | 0 | 0 | 0
| Staff II (JS2) | 0 | 0 | 0 | 0 | 0 | 0 | 0 | 0 | 0 | 0 | 0 | 0 | 0 | 0
| Staff III (JS3) | 0 | 0 | 0 | 0 | 0 | 0 | 0 | 0 | 0 | 0 | 0 | 0 | 0 | 0
| Staff IV (JS4) | 0 | 0 | 0 | 0 | 0 | 0 | 0 | 0 | 0 | 0 | 0 | 0 | 0 | 0
| Staff V (JS5) | 0 | 0 | 0 | 0 | 0 | 0 | 0 | 0 | 0 | 0 | 0 | 0 | 0 | 0
20036 | Leave grant | 0 | 0 | 0 | 0 | 0 | 0 | 0 | 0 | 0 | 0 | 0 | 0 | 0 | 0
20037 | Tools allowance | 0 | 0 | 0 | 0 | 0 | 0 | 0 | 0 | 0 | 0 | 0 | 0 | 0 | 0
20038 | Meal subsidy | 0 | 0 | 0 | 0 | 0 | 0 | 0 | 0 | 0 | 0 | 0 | 0 | 0 | 0
| Managing Director / CEO (EG1) | 0 | 0 | 0 | 0 | 0 | 0 | 0 | 0 | 0 | 0 | 0 | 0 | 0 | 0
| Executive Director (EG2) | 0 | 0 | 0 | 0 | 0 | 0 | 0 | 0 | 0 | 0 | 0 | 0 | 0 | 0
| General Manager (EG3) | 0 | 0 | 0 | 0 | 0 | 0 | 0 | 0 | 0 | 0 | 0 | 0 | 0 | 0
| Assistant General Manager (SM1) | 0 | 0 | 0 | 0 | 0 | 0 | 0 | 0 | 0 | 0 | 0 | 0 | 0 | 0
| Principal Manager (SM2) | 0 | 0 | 0 | 0 | 0 | 0 | 0 | 0 | 0 | 0 | 0 | 0 | 0 | 0
| Senior Manager (SM3) | 0 | 0 | 0 | 0 | 0 | 0 | 0 | 0 | 0 | 0 | 0 | 0 | 0 | 0
| Manager (MM1) | 0 | 0 | 0 | 0 | 0 | 0 | 0 | 0 | 0 | 0 | 0 | 0 | 0 | 0
| Assistant Manager (MM3) | 0 | 0 | 0 | 0 | 0 | 0 | 0 | 0 | 0 | 0 | 0 | 0 | 0 | 0
| Officer I (SS1) | 0 | 0 | 0 | 0 | 0 | 0 | 0 | 0 | 0 | 0 | 0 | 0 | 0 | 0
| Officer II (SS2) | 0 | 0 | 0 | 0 | 0 | 0 | 0 | 0 | 0 | 0 | 0 | 0 | 0 | 0
| Officer III (SS3) | 0 | 0 | 0 | 0 | 0 | 0 | 0 | 0 | 0 | 0 | 0 | 0 | 0 | 0
| Officer IV (SS4) | 0 | 0 | 0 | 0 | 0 | 0 | 0 | 0 | 0 | 0 | 0 | 0 | 0 | 0
| Staff I (JS1) | 0 | 0 | 0 | 0 | 0 | 0 | 0 | 0 | 0 | 0 | 0 | 0 | 0 | 0
| Staff II (JS2) | 0 | 0 | 0 | 0 | 0 | 0 | 0 | 0 | 0 | 0 | 0 | 0 | 0 | 0
| Staff III (JS3) | 0 | 0 | 0 | 0 | 0 | 0 | 0 | 0 | 0 | 0 | 0 | 0 | 0 | 0
| Staff IV (JS4) | 0 | 0 | 0 | 0 | 0 | 0 | 0 | 0 | 0 | 0 | 0 | 0 | 0 | 0
| Staff V (JS5) | 0 | 0 | 0 | 0 | 0 | 0 | 0 | 0 | 0 | 0 | 0 | 0 | 0 | 0
20039 | Entertainment allowance | 0 | 0 | 0 | 0 | 0 | 0 | 0 | 0 | 0 | 0 | 0 | 0 | 0 | 0
| Managing Director / CEO (EG1) | 0 | 0 | 0 | 0 | 0 | 0 | 0 | 0 | 0 | 0 | 0 | 0 | 0 | 0
| Executive Director (EG2) | 0 | 0 | 0 | 0 | 0 | 0 | 0 | 0 | 0 | 0 | 0 | 0 | 0 | 0
| General Manager (EG3) | 0 | 0 | 0 | 0 | 0 | 0 | 0 | 0 | 0 | 0 | 0 | 0 | 0 | 0
| Assistant General Manager (SM1) | 0 | 0 | 0 | 0 | 0 | 0 | 0 | 0 | 0 | 0 | 0 | 0 | 0 | 0
| Principal Manager (SM2) | 0 | 0 | 0 | 0 | 0 | 0 | 0 | 0 | 0 | 0 | 0 | 0 | 0 | 0
| Senior Manager (SM3) | 0 | 0 | 0 | 0 | 0 | 0 | 0 | 0 | 0 | 0 | 0 | 0 | 0 | 0
20040 | Utility allowance | 0 | 0 | 0 | 0 | 0 | 0 | 0 | 0 | 0 | 0 | 0 | 0 | 0 | 0
20041 | Productivity bonus | 0 | 0 | 0 | 0 | 0 | 0 | 0 | 0 | 0 | 0 | 0 | 0 | 0 | 0
20042 | Domestic servant allowance | 0 | 0 | 0 | 0 | 0 | 0 | 0 | 0 | 0 | 0 | 0 | 0 | 0 | 0
| Managing Director / CEO (EG1) | 0 | 0 | 0 | 0 | 0 | 0 | 0 | 0 | 0 | 0 | 0 | 0 | 0 | 0
| Executive Director (EG2) | 0 | 0 | 0 | 0 | 0 | 0 | 0 | 0 | 0 | 0 | 0 | 0 | 0 | 0
| General Manager (EG3) | 0 | 0 | 0 | 0 | 0 | 0 | 0 | 0 | 0 | 0 | 0 | 0 | 0 | 0
| Assistant General Manager (SM1) | 0 | 0 | 0 | 0 | 0 | 0 | 0 | 0 | 0 | 0 | 0 | 0 | 0 | 0
| Principal Manager (SM2) | 0 | 0 | 0 | 0 | 0 | 0 | 0 | 0 | 0 | 0 | 0 | 0 | 0 | 0
| Senior Manager (SM3) | 0 | 0 | 0 | 0 | 0 | 0 | 0 | 0 | 0 | 0 | 0 | 0 | 0 | 0
20045 | Hazard allowance | 0 | 0 | 0 | 0 | 0 | 0 | 0 | 0 | 0 | 0 | 0 | 0 | 0 | 0
20046 | Power/Transmission all'ce | 0 | 0 | 0 | 0 | 0 | 0 | 0 | 0 | 0 | 0 | 0 | 0 | 0 | 0
20047 | Turn around maintenance | 0 | 0 | 0 | 0 | 0 | 0 | 0 | 0 | 0 | 0 | 0 | 0 | 0 | 0
20049 | Furniture Allowance | 0 | 0 | 0 | 0 | 0 | 0 | 0 | 0 | 0 | 0 | 0 | 0 | 0 | 0

## SO-BE
[10 empty] | 1 | 2 | 3 | 4 | 5
A/C Codes | Description | 2013 Constant Prices | [7 empty] | Nominal Prices
|  | 2014 | 2014 H1 | 2014 H2 | 2015 | 2016 | 2017 | 2018 | TOTAL | 2014 | 2015 | 2016 | 2017 | 2018 | TOTAL
TOTAL |  | 107899.8228 | 53949.9114 | 53949.9114 | 215799.6456 | 0 | 0 | 0 | 323699.4684 | 118689.8051 | 261117.5712 | 0 | 0 | 0
20001 | Basic salary | 0 | 0 | 0 | 0 | 0 | 0 | 0 | 0 | 0 | 0 | 0 | 0 | 0 | 0
| Managing Director / CEO (EG1) | 0 | 0 | 0 | 0 | 0 | 0 | 0 | 0 | 0 | 0 |  |  |  | 0
| Executive Director (EG2) | 0 | 0 | 0 | 0 | 0 | 0 | 0 | 0 | 0 | 0 | 0 | 0 | 0 | 0
| General Manager (EG3) | 0 | 0 | 0 | 0 | 0 | 0 | 0 | 0 | 0 | 0 | 0 | 0 | 0 | 0
| Assistant General Manager (SM1) | 0 | 0 | 0 | 0 | 0 | 0 | 0 | 0 | 0 | 0 | 0 | 0 | 0 | 0
| Principal Manager (SM2) | 0 | 0 | 0 | 0 | 0 | 0 | 0 | 0 | 0 | 0 | 0 | 0 | 0 | 0
| Senior Manager (SM3) | 0 | 0 | 0 | 0 | 0 | 0 | 0 | 0 | 0 | 0 | 0 | 0 | 0 | 0
| Manager (MM1) | 0 | 0 | 0 | 0 | 0 | 0 | 0 | 0 | 0 | 0 | 0 | 0 | 0 | 0
| Assistant Manager (MM3) | 0 | 0 | 0 | 0 | 0 | 0 | 0 | 0 | 0 | 0 | 0 | 0 | 0 | 0
| Officer I (SS1) | 0 | 0 | 0 | 0 | 0 | 0 | 0 | 0 | 0 | 0 | 0 | 0 | 0 | 0
| Officer II (SS2) | 0 | 0 | 0 | 0 | 0 | 0 | 0 | 0 | 0 | 0 | 0 | 0 | 0 | 0
| Officer III (SS3) | 0 | 0 | 0 | 0 | 0 | 0 | 0 | 0 | 0 | 0 | 0 | 0 | 0 | 0
| Officer IV (SS4) | 0 | 0 | 0 | 0 | 0 | 0 | 0 | 0 | 0 | 0 | 0 | 0 | 0 | 0
| Staff I (JS1) | 0 | 0 | 0 | 0 | 0 | 0 | 0 | 0 | 0 | 0 | 0 | 0 | 0 | 0
| Staff II (JS2) | 0 | 0 | 0 | 0 | 0 | 0 | 0 | 0 | 0 | 0 | 0 | 0 | 0 | 0
| Staff III (JS3) | 0 | 0 | 0 | 0 | 0 | 0 | 0 | 0 | 0 | 0 | 0 | 0 | 0 | 0
| Staff IV (JS4) | 0 | 0 | 0 | 0 | 0 | 0 | 0 | 0 | 0 | 0 | 0 | 0 | 0 | 0
| Staff V (JS5) | 0 | 0 | 0 | 0 | 0 | 0 | 0 | 0 | 0 | 0 | 0 | 0 | 0 | 0
20003 | Salary Consolidation | 0 | 0 | 0 | 0 | 0 | 0 | 0 | 0 | 0 | 0 | 0 | 0 | 0 | 0
| Pension Benefits | 0 | 0 | 0 | 0 | 0 | 0 | 0 | 0 | 0 | 0 | 0 | 0 | 0 | 0
| Provision for Medical | 0 | 0 | 0 | 0 | 0 | 0 | 0 | 0 | 0 | 0 | 0 | 0 | 0 | 0
| Provision for ITF | 0 | 0 | 0 | 0 | 0 | 0 | 0 | 0 | 0 | 0 | 0 | 0 | 0 | 0
| Senior Manager (SM3) and above | 0 | 0 | 0 | 0 | 0 | 0 | 0 | 0 | 0 | 0 | 0 | 0 | 0 | 0
| Officer III (SS3) to Manager (MM1) | 0 | 0 | 0 | 0 | 0 | 0 | 0 | 0 | 0 | 0 | 0 | 0 | 0 | 0
| Officer IV (SS4) and below | 0 | 0 | 0 | 0 | 0 | 0 | 0 | 0 | 0 | 0 | 0 | 0 | 0 | 0
20004 | Overtime (JS5 to SS4) | 0 | 0 | 0 | 0 | 0 | 0 | 0 | 0 | 0 | 0 | 0 | 0 | 0 | 0
20005 | Extra duty allowance (SS3 to MM1) | 0 | 0 | 0 | 0 | 0 | 0 | 0 | 0 | 0 | 0 | 0 | 0 | 0 | 0
20006 | Shift allowance | 0 | 0 | 0 | 0 | 0 | 0 | 0 | 0 | 0 | 0 | 0 | 0 | 0 | 0
20008 | Contract Pay/Allowance Non-Expatriate | 0 | 0 | 0 | 0 | 0 | 0 | 0 | 0 | 0 | 0 | 0 | 0 | 0 | 0
20009 | On-call allowance | 0 | 0 | 0 | 0 | 0 | 0 | 0 | 0 | 0 | 0 | 0 | 0 | 0 | 0
20010 | Salary Arrears | 0 | 0 | 0 | 0 | 0 | 0 | 0 | 0 | 0 | 0 | 0 | 0 | 0 | 0
20013 | Leave Commuted to Cash | 0 | 0 | 0 | 0 | 0 | 0 | 0 | 0 | 0 | 0 | 0 | 0 | 0 | 0
20031 | Transport allowance | 0 | 0 | 0 | 0 | 0 | 0 | 0 | 0 | 0 | 0 | 0 | 0 | 0 | 0
20032 | Housing allowance | 0 | 0 | 0 | 0 | 0 | 0 | 0 | 0 | 0 | 0 | 0 | 0 | 0 | 0
| Manager & Above | 0 | 0 | 0 | 0 | 0 | 0 | 0 | 0 | 0 |  |  |  |  | 0
| Asst Manager & Below | 0 | 0 | 0 | 0 | 0 | 0 | 0 | 0 | 0 |  |  |  |  | 0
20033 | Electricity allowance-cash | 0 | 0 | 0 | 0 | 0 | 0 | 0 | 0 | 0 | 0 | 0 | 0 | 0 | 0
| Managing Director / CEO (EG1) | 0 | 0 | 0 | 0 | 0 | 0 | 0 | 0 | 0 | 0 | 0 | 0 | 0 | 0
| Executive Director (EG2) | 0 | 0 | 0 | 0 | 0 | 0 | 0 | 0 | 0 | 0 | 0 | 0 | 0 | 0
| General Manager (EG3) | 0 | 0 | 0 | 0 | 0 | 0 | 0 | 0 | 0 | 0 | 0 | 0 | 0 | 0
| Assistant General Manager (SM1) | 0 | 0 | 0 | 0 | 0 | 0 | 0 | 0 | 0 | 0 | 0 | 0 | 0 | 0
| Principal Manager (SM2) | 0 | 0 | 0 | 0 | 0 | 0 | 0 | 0 | 0 | 0 | 0 | 0 | 0 | 0
| Senior Manager (SM3) | 0 | 0 | 0 | 0 | 0 | 0 | 0 | 0 | 0 | 0 | 0 | 0 | 0 | 0
| Manager (MM1) | 0 | 0 | 0 | 0 | 0 | 0 | 0 | 0 | 0 | 0 | 0 | 0 | 0 | 0
| Assistant Manager (MM3) | 0 | 0 | 0 | 0 | 0 | 0 | 0 | 0 | 0 | 0 | 0 | 0 | 0 | 0
| Officer I (SS1) | 0 | 0 | 0 | 0 | 0 | 0 | 0 | 0 | 0 | 0 | 0 | 0 | 0 | 0
| Officer II (SS2) | 0 | 0 | 0 | 0 | 0 | 0 | 0 | 0 | 0 | 0 | 0 | 0 | 0 | 0
| Officer III (SS3) | 0 | 0 | 0 | 0 | 0 | 0 | 0 | 0 | 0 | 0 | 0 | 0 | 0 | 0
| Officer IV (SS4) | 0 | 0 | 0 | 0 | 0 | 0 | 0 | 0 | 0 | 0 | 0 | 0 | 0 | 0
| Staff I (JS1) | 0 | 0 | 0 | 0 | 0 | 0 | 0 | 0 | 0 | 0 | 0 | 0 | 0 | 0
| Staff II (JS2) | 0 | 0 | 0 | 0 | 0 | 0 | 0 | 0 | 0 | 0 | 0 | 0 | 0 | 0
| Staff III (JS3) | 0 | 0 | 0 | 0 | 0 | 0 | 0 | 0 | 0 | 0 | 0 | 0 | 0 | 0
| Staff IV (JS4) | 0 | 0 | 0 | 0 | 0 | 0 | 0 | 0 | 0 | 0 | 0 | 0 | 0 | 0
| Staff V (JS5) | 0 | 0 | 0 | 0 | 0 | 0 | 0 | 0 | 0 | 0 | 0 | 0 | 0 | 0
20034 | Electricity Allowance - Non Cash | 0 | 0 | 0 | 0 | 0 | 0 | 0 | 0 | 0 | 0 | 0 | 0 | 0 | 0
20035 | Non-accidence bonus (Drivers Only) | 107899.8228 | 53949.9114 | 53949.9114 | 215799.6456 | 0 | 0 | 0 | 323699.4684 | 118689.8051 | 261117.5712 | 0 | 0 | 0 | 379807.3763
| Officer I (SS1) | 0 | 0 | 0 | 0 | 0 | 0 | 0 | 0 | 0 | 0 | 0 | 0 | 0 | 0
| Officer II (SS2) | 0 | 0 | 0 | 0 | 0 | 0 | 0 | 0 | 0 | 0 | 0 | 0 | 0 | 0
| Officer III (SS3) | 0 | 0 | 0 | 0 | 0 | 0 | 0 | 0 | 0 | 0 | 0 | 0 | 0 | 0
| Officer IV (SS4) | 0 | 0 | 0 | 0 | 0 | 0 | 0 | 0 | 0 | 0 | 0 | 0 | 0 | 0
| Staff I (JS1) | 40954.6116 | 20477.3058 | 20477.3058 | 81909.2232 | 0 | 0 | 0 | 122863.8348 | 45050.0728 | 99110.1601 | 0 | 0 | 0 | 144160.2328
| Staff II (JS2) | 34483.2012 | 17241.6006 | 17241.6006 | 68966.4024 | 0 | 0 | 0 | 103449.6036 | 37931.5213 | 83449.3469 | 0 | 0 | 0 | 121380.8682
| Staff III (JS3) | 32462.01 | 16231.005 | 16231.005 | 64924.02 | 0 | 0 | 0 | 97386.03 | 35708.211 | 78558.0642 | 0 | 0 | 0 | 114266.2752
| Staff IV (JS4) | 0 | 0 | 0 | 0 | 0 | 0 | 0 | 0 | 0 | 0 | 0 | 0 | 0 | 0
| Staff V (JS5) | 0 | 0 | 0 | 0 | 0 | 0 | 0 | 0 | 0 | 0 | 0 | 0 | 0 | 0
20036 | Leave grant | 0 | 0 | 0 | 0 | 0 | 0 | 0 | 0 | 0 | 0 | 0 | 0 | 0 | 0
20037 | Tools allowance | 0 | 0 | 0 | 0 | 0 | 0 | 0 | 0 | 0 | 0 | 0 | 0 | 0 | 0
20038 | Meal subsidy | 0 | 0 | 0 | 0 | 0 | 0 | 0 | 0 | 0 | 0 | 0 | 0 | 0 | 0
| Managing Director / CEO (EG1) | 0 | 0 | 0 | 0 | 0 | 0 | 0 | 0 | 0 | 0 | 0 | 0 | 0 | 0
| Executive Director (EG2) | 0 | 0 | 0 | 0 | 0 | 0 | 0 | 0 | 0 | 0 | 0 | 0 | 0 | 0
| General Manager (EG3) | 0 | 0 | 0 | 0 | 0 | 0 | 0 | 0 | 0 | 0 | 0 | 0 | 0 | 0
| Assistant General Manager (SM1) | 0 | 0 | 0 | 0 | 0 | 0 | 0 | 0 | 0 | 0 | 0 | 0 | 0 | 0
| Principal Manager (SM2) | 0 | 0 | 0 | 0 | 0 | 0 | 0 | 0 | 0 | 0 | 0 | 0 | 0 | 0
| Senior Manager (SM3) | 0 | 0 | 0 | 0 | 0 | 0 | 0 | 0 | 0 | 0 | 0 | 0 | 0 | 0
| Manager (MM1) | 0 | 0 | 0 | 0 | 0 | 0 | 0 | 0 | 0 | 0 | 0 | 0 | 0 | 0
| Assistant Manager (MM3) | 0 | 0 | 0 | 0 | 0 | 0 | 0 | 0 | 0 | 0 | 0 | 0 | 0 | 0
| Officer I (SS1) | 0 | 0 | 0 | 0 | 0 | 0 | 0 | 0 | 0 | 0 | 0 | 0 | 0 | 0
| Officer II (SS2) | 0 | 0 | 0 | 0 | 0 | 0 | 0 | 0 | 0 | 0 | 0 | 0 | 0 | 0
| Officer III (SS3) | 0 | 0 | 0 | 0 | 0 | 0 | 0 | 0 | 0 | 0 | 0 | 0 | 0 | 0
| Officer IV (SS4) | 0 | 0 | 0 | 0 | 0 | 0 | 0 | 0 | 0 | 0 | 0 | 0 | 0 | 0
| Staff I (JS1) | 0 | 0 | 0 | 0 | 0 | 0 | 0 | 0 | 0 | 0 | 0 | 0 | 0 | 0
| Staff II (JS2) | 0 | 0 | 0 | 0 | 0 | 0 | 0 | 0 | 0 | 0 | 0 | 0 | 0 | 0
| Staff III (JS3) | 0 | 0 | 0 | 0 | 0 | 0 | 0 | 0 | 0 | 0 | 0 | 0 | 0 | 0
| Staff IV (JS4) | 0 | 0 | 0 | 0 | 0 | 0 | 0 | 0 | 0 | 0 | 0 | 0 | 0 | 0
| Staff V (JS5) | 0 | 0 | 0 | 0 | 0 | 0 | 0 | 0 | 0 | 0 | 0 | 0 | 0 | 0
20039 | Entertainment allowance | 0 | 0 | 0 | 0 | 0 | 0 | 0 | 0 | 0 | 0 | 0 | 0 | 0 | 0
| Managing Director / CEO (EG1) | 0 | 0 | 0 | 0 | 0 | 0 | 0 | 0 | 0 | 0 | 0 | 0 | 0 | 0
| Executive Director (EG2) | 0 | 0 | 0 | 0 | 0 | 0 | 0 | 0 | 0 | 0 | 0 | 0 | 0 | 0
| General Manager (EG3) | 0 | 0 | 0 | 0 | 0 | 0 | 0 | 0 | 0 | 0 | 0 | 0 | 0 | 0
| Assistant General Manager (SM1) | 0 | 0 | 0 | 0 | 0 | 0 | 0 | 0 | 0 | 0 | 0 | 0 | 0 | 0
| Principal Manager (SM2) | 0 | 0 | 0 | 0 | 0 | 0 | 0 | 0 | 0 | 0 | 0 | 0 | 0 | 0
| Senior Manager (SM3) | 0 | 0 | 0 | 0 | 0 | 0 | 0 | 0 | 0 | 0 | 0 | 0 | 0 | 0
20040 | Utility allowance | 0 | 0 | 0 | 0 | 0 | 0 | 0 | 0 | 0 | 0 | 0 | 0 | 0 | 0
20041 | Productivity bonus | 0 | 0 | 0 | 0 | 0 | 0 | 0 | 0 | 0 | 0 | 0 | 0 | 0 | 0
20042 | Domestic servant allowance | 0 | 0 | 0 | 0 | 0 | 0 | 0 | 0 | 0 | 0 | 0 | 0 | 0 | 0
| Managing Director / CEO (EG1) | 0 | 0 | 0 | 0 | 0 | 0 | 0 | 0 | 0 | 0 | 0 | 0 | 0 | 0
| Executive Director (EG2) | 0 | 0 | 0 | 0 | 0 | 0 | 0 | 0 | 0 | 0 | 0 | 0 | 0 | 0
| General Manager (EG3) | 0 | 0 | 0 | 0 | 0 | 0 | 0 | 0 | 0 | 0 | 0 | 0 | 0 | 0
| Assistant General Manager (SM1) | 0 | 0 | 0 | 0 | 0 | 0 | 0 | 0 | 0 | 0 | 0 | 0 | 0 | 0
| Principal Manager (SM2) | 0 | 0 | 0 | 0 | 0 | 0 | 0 | 0 | 0 | 0 | 0 | 0 | 0 | 0
| Senior Manager (SM3) | 0 | 0 | 0 | 0 | 0 | 0 | 0 | 0 | 0 | 0 | 0 | 0 | 0 | 0
20045 | Hazard allowance | 0 | 0 | 0 | 0 | 0 | 0 | 0 | 0 | 0 | 0 | 0 | 0 | 0 | 0
20046 | Power/Transmission all'ce | 0 | 0 | 0 | 0 | 0 | 0 | 0 | 0 | 0 | 0 | 0 | 0 | 0 | 0
20047 | Turn around maintenance | 0 | 0 | 0 | 0 | 0 | 0 | 0 | 0 | 0 | 0 | 0 | 0 | 0 | 0
20049 | Furniture Allowance | 0 | 0 | 0 | 0 | 0 | 0 | 0 | 0 | 0 | 0 | 0 | 0 | 0 | 0

## SO-EN
|  | 2013 Constant Prices | [7 empty] | 1 | 2 | 3 | 4 | 5
A/C Codes | Description | [8 empty] | Nominal Prices
|  | 2014 | 2014 H1 | 2014 H2 | 2015 | 2016 | 2017 | 2018 | TOTAL | 2014 | 2015 | 2016 | 2017 | 2018 | TOTAL
TOTAL |  | 34483.2012 | 17241.6006 | 17241.6006 | 68966.4024 | 0 | 0 | 0 | 103449.6036 | 37931.5213 | 83449.3469 | 0 | 0 | 0
20001 | Basic salary | 0 | 0 | 0 | 0 | 0 | 0 | 0 | 0 | 0 | 0 | 0 | 0 | 0 | 0
| Managing Director / CEO (EG1) | 0 | 0 | 0 | 0 | 0 | 0 | 0 | 0 | 0 | 0 |  |  |  | 0
| Executive Director (EG2) | 0 | 0 | 0 | 0 | 0 | 0 | 0 | 0 | 0 | 0 | 0 | 0 | 0 | 0
| General Manager (EG3) | 0 | 0 | 0 | 0 | 0 | 0 | 0 | 0 | 0 | 0 | 0 | 0 | 0 | 0
| Assistant General Manager (SM1) | 0 | 0 | 0 | 0 | 0 | 0 | 0 | 0 | 0 | 0 | 0 | 0 | 0 | 0
| Principal Manager (SM2) | 0 | 0 | 0 | 0 | 0 | 0 | 0 | 0 | 0 | 0 | 0 | 0 | 0 | 0
| Senior Manager (SM3) | 0 | 0 | 0 | 0 | 0 | 0 | 0 | 0 | 0 | 0 | 0 | 0 | 0 | 0
| Manager (MM1) | 0 | 0 | 0 | 0 | 0 | 0 | 0 | 0 | 0 | 0 | 0 | 0 | 0 | 0
| Assistant Manager (MM3) | 0 | 0 | 0 | 0 | 0 | 0 | 0 | 0 | 0 | 0 | 0 | 0 | 0 | 0
| Officer I (SS1) | 0 | 0 | 0 | 0 | 0 | 0 | 0 | 0 | 0 | 0 | 0 | 0 | 0 | 0
| Officer II (SS2) | 0 | 0 | 0 | 0 | 0 | 0 | 0 | 0 | 0 | 0 | 0 | 0 | 0 | 0
| Officer III (SS3) | 0 | 0 | 0 | 0 | 0 | 0 | 0 | 0 | 0 | 0 | 0 | 0 | 0 | 0
| Officer IV (SS4) | 0 | 0 | 0 | 0 | 0 | 0 | 0 | 0 | 0 | 0 | 0 | 0 | 0 | 0
| Staff I (JS1) | 0 | 0 | 0 | 0 | 0 | 0 | 0 | 0 | 0 | 0 | 0 | 0 | 0 | 0
| Staff II (JS2) | 0 | 0 | 0 | 0 | 0 | 0 | 0 | 0 | 0 | 0 | 0 | 0 | 0 | 0
| Staff III (JS3) | 0 | 0 | 0 | 0 | 0 | 0 | 0 | 0 | 0 | 0 | 0 | 0 | 0 | 0
| Staff IV (JS4) | 0 | 0 | 0 | 0 | 0 | 0 | 0 | 0 | 0 | 0 | 0 | 0 | 0 | 0
| Staff V (JS5) | 0 | 0 | 0 | 0 | 0 | 0 | 0 | 0 | 0 | 0 | 0 | 0 | 0 | 0
20003 | Salary Consolidation | 0 | 0 | 0 | 0 | 0 | 0 | 0 | 0 | 0 | 0 | 0 | 0 | 0 | 0
| Pension Benefits | 0 | 0 | 0 | 0 | 0 | 0 | 0 | 0 | 0 | 0 | 0 | 0 | 0 | 0
| Provision for Medical | 0 | 0 | 0 | 0 | 0 | 0 | 0 | 0 | 0 | 0 | 0 | 0 | 0 | 0
| Provision for ITF | 0 | 0 | 0 | 0 | 0 | 0 | 0 | 0 | 0 | 0 | 0 | 0 | 0 | 0
| Senior Manager (SM3) and above | 0 | 0 | 0 | 0 | 0 | 0 | 0 | 0 | 0 | 0 | 0 | 0 | 0 | 0
| Officer III (SS3) to Manager (MM1) | 0 | 0 | 0 | 0 | 0 | 0 | 0 | 0 | 0 | 0 | 0 | 0 | 0 | 0
| Officer IV (SS4) and below | 0 | 0 | 0 | 0 | 0 | 0 | 0 | 0 | 0 | 0 | 0 | 0 | 0 | 0
20004 | Overtime (JS5 to SS4) | 0 | 0 | 0 | 0 | 0 | 0 | 0 | 0 | 0 | 0 | 0 | 0 | 0 | 0
20005 | Extra duty allowance (SS3 to MM1) | 0 | 0 | 0 | 0 | 0 | 0 | 0 | 0 | 0 | 0 | 0 | 0 | 0 | 0
20006 | Shift allowance | 0 | 0 | 0 | 0 | 0 | 0 | 0 | 0 | 0 | 0 | 0 | 0 | 0 | 0
20008 | Contract Pay/Allowance Non-Expatriate | 0 | 0 | 0 | 0 | 0 | 0 | 0 | 0 | 0 | 0 | 0 | 0 | 0 | 0
20009 | On-call allowance | 0 | 0 | 0 | 0 | 0 | 0 | 0 | 0 | 0 | 0 | 0 | 0 | 0 | 0
20010 | Salary Arrears | 0 | 0 | 0 | 0 | 0 | 0 | 0 | 0 | 0 | 0 | 0 | 0 | 0 | 0
20013 | Leave Commuted to Cash | 0 | 0 | 0 | 0 | 0 | 0 | 0 | 0 | 0 | 0 | 0 | 0 | 0 | 0
20031 | Transport allowance | 0 | 0 | 0 | 0 | 0 | 0 | 0 | 0 | 0 | 0 | 0 | 0 | 0 | 0
20032 | Housing allowance | 0 | 0 | 0 | 0 | 0 | 0 | 0 | 0 | 0 | 0 | 0 | 0 | 0 | 0
| Manager & Above | 0 | 0 | 0 | 0 | 0 | 0 | 0 | 0 | 0 |  |  |  |  | 0
| Asst Manager & Below | 0 | 0 | 0 | 0 | 0 | 0 | 0 | 0 | 0 |  |  |  |  | 0
20033 | Electricity allowance-cash | 0 | 0 | 0 | 0 | 0 | 0 | 0 | 0 | 0 | 0 | 0 | 0 | 0 | 0
| Managing Director / CEO (EG1) | 0 | 0 | 0 | 0 | 0 | 0 | 0 | 0 | 0 | 0 | 0 | 0 | 0 | 0
| Executive Director (EG2) | 0 | 0 | 0 | 0 | 0 | 0 | 0 | 0 | 0 | 0 | 0 | 0 | 0 | 0
| General Manager (EG3) | 0 | 0 | 0 | 0 | 0 | 0 | 0 | 0 | 0 | 0 | 0 | 0 | 0 | 0
| Assistant General Manager (SM1) | 0 | 0 | 0 | 0 | 0 | 0 | 0 | 0 | 0 | 0 | 0 | 0 | 0 | 0
| Principal Manager (SM2) | 0 | 0 | 0 | 0 | 0 | 0 | 0 | 0 | 0 | 0 | 0 | 0 | 0 | 0
| Senior Manager (SM3) | 0 | 0 | 0 | 0 | 0 | 0 | 0 | 0 | 0 | 0 | 0 | 0 | 0 | 0
| Manager (MM1) | 0 | 0 | 0 | 0 | 0 | 0 | 0 | 0 | 0 | 0 | 0 | 0 | 0 | 0
| Assistant Manager (MM3) | 0 | 0 | 0 | 0 | 0 | 0 | 0 | 0 | 0 | 0 | 0 | 0 | 0 | 0
| Officer I (SS1) | 0 | 0 | 0 | 0 | 0 | 0 | 0 | 0 | 0 | 0 | 0 | 0 | 0 | 0
| Officer II (SS2) | 0 | 0 | 0 | 0 | 0 | 0 | 0 | 0 | 0 | 0 | 0 | 0 | 0 | 0
| Officer III (SS3) | 0 | 0 | 0 | 0 | 0 | 0 | 0 | 0 | 0 | 0 | 0 | 0 | 0 | 0
| Officer IV (SS4) | 0 | 0 | 0 | 0 | 0 | 0 | 0 | 0 | 0 | 0 | 0 | 0 | 0 | 0
| Staff I (JS1) | 0 | 0 | 0 | 0 | 0 | 0 | 0 | 0 | 0 | 0 | 0 | 0 | 0 | 0
| Staff II (JS2) | 0 | 0 | 0 | 0 | 0 | 0 | 0 | 0 | 0 | 0 | 0 | 0 | 0 | 0
| Staff III (JS3) | 0 | 0 | 0 | 0 | 0 | 0 | 0 | 0 | 0 | 0 | 0 | 0 | 0 | 0
| Staff IV (JS4) | 0 | 0 | 0 | 0 | 0 | 0 | 0 | 0 | 0 | 0 | 0 | 0 | 0 | 0
| Staff V (JS5) | 0 | 0 | 0 | 0 | 0 | 0 | 0 | 0 | 0 | 0 | 0 | 0 | 0 | 0
20034 | Electricity Allowance - Non Cash | 0 | 0 | 0 | 0 | 0 | 0 | 0 | 0 | 0 | 0 | 0 | 0 | 0 | 0
20035 | Non-accidence bonus (Drivers Only) | 34483.2012 | 17241.6006 | 17241.6006 | 68966.4024 | 0 | 0 | 0 | 103449.6036 | 37931.5213 | 83449.3469 | 0 | 0 | 0 | 121380.8682
| Officer I (SS1) | 0 | 0 | 0 | 0 | 0 | 0 | 0 | 0 | 0 | 0 | 0 | 0 | 0 | 0
| Officer II (SS2) | 0 | 0 | 0 | 0 | 0 | 0 | 0 | 0 | 0 | 0 | 0 | 0 | 0 | 0
| Officer III (SS3) | 0 | 0 | 0 | 0 | 0 | 0 | 0 | 0 | 0 | 0 | 0 | 0 | 0 | 0
| Officer IV (SS4) | 0 | 0 | 0 | 0 | 0 | 0 | 0 | 0 | 0 | 0 | 0 | 0 | 0 | 0
| Staff I (JS1) | 0 | 0 | 0 | 0 | 0 | 0 | 0 | 0 | 0 | 0 | 0 | 0 | 0 | 0
| Staff II (JS2) | 34483.2012 | 17241.6006 | 17241.6006 | 68966.4024 | 0 | 0 | 0 | 103449.6036 | 37931.5213 | 83449.3469 | 0 | 0 | 0 | 121380.8682
| Staff III (JS3) | 0 | 0 | 0 | 0 | 0 | 0 | 0 | 0 | 0 | 0 | 0 | 0 | 0 | 0
| Staff IV (JS4) | 0 | 0 | 0 | 0 | 0 | 0 | 0 | 0 | 0 | 0 | 0 | 0 | 0 | 0
| Staff V (JS5) | 0 | 0 | 0 | 0 | 0 | 0 | 0 | 0 | 0 | 0 | 0 | 0 | 0 | 0
20036 | Leave grant | 0 | 0 | 0 | 0 | 0 | 0 | 0 | 0 | 0 | 0 | 0 | 0 | 0 | 0
20037 | Tools allowance | 0 | 0 | 0 | 0 | 0 | 0 | 0 | 0 | 0 | 0 | 0 | 0 | 0 | 0
20038 | Meal subsidy | 0 | 0 | 0 | 0 | 0 | 0 | 0 | 0 | 0 | 0 | 0 | 0 | 0 | 0
| Managing Director / CEO (EG1) | 0 | 0 | 0 | 0 | 0 | 0 | 0 | 0 | 0 | 0 | 0 | 0 | 0 | 0
| Executive Director (EG2) | 0 | 0 | 0 | 0 | 0 | 0 | 0 | 0 | 0 | 0 | 0 | 0 | 0 | 0
| General Manager (EG3) | 0 | 0 | 0 | 0 | 0 | 0 | 0 | 0 | 0 | 0 | 0 | 0 | 0 | 0
| Assistant General Manager (SM1) | 0 | 0 | 0 | 0 | 0 | 0 | 0 | 0 | 0 | 0 | 0 | 0 | 0 | 0
| Principal Manager (SM2) | 0 | 0 | 0 | 0 | 0 | 0 | 0 | 0 | 0 | 0 | 0 | 0 | 0 | 0
| Senior Manager (SM3) | 0 | 0 | 0 | 0 | 0 | 0 | 0 | 0 | 0 | 0 | 0 | 0 | 0 | 0
| Manager (MM1) | 0 | 0 | 0 | 0 | 0 | 0 | 0 | 0 | 0 | 0 | 0 | 0 | 0 | 0
| Assistant Manager (MM3) | 0 | 0 | 0 | 0 | 0 | 0 | 0 | 0 | 0 | 0 | 0 | 0 | 0 | 0
| Officer I (SS1) | 0 | 0 | 0 | 0 | 0 | 0 | 0 | 0 | 0 | 0 | 0 | 0 | 0 | 0
| Officer II (SS2) | 0 | 0 | 0 | 0 | 0 | 0 | 0 | 0 | 0 | 0 | 0 | 0 | 0 | 0
| Officer III (SS3) | 0 | 0 | 0 | 0 | 0 | 0 | 0 | 0 | 0 | 0 | 0 | 0 | 0 | 0
| Officer IV (SS4) | 0 | 0 | 0 | 0 | 0 | 0 | 0 | 0 | 0 | 0 | 0 | 0 | 0 | 0
| Staff I (JS1) | 0 | 0 | 0 | 0 | 0 | 0 | 0 | 0 | 0 | 0 | 0 | 0 | 0 | 0
| Staff II (JS2) | 0 | 0 | 0 | 0 | 0 | 0 | 0 | 0 | 0 | 0 | 0 | 0 | 0 | 0
| Staff III (JS3) | 0 | 0 | 0 | 0 | 0 | 0 | 0 | 0 | 0 | 0 | 0 | 0 | 0 | 0
| Staff IV (JS4) | 0 | 0 | 0 | 0 | 0 | 0 | 0 | 0 | 0 | 0 | 0 | 0 | 0 | 0
| Staff V (JS5) | 0 | 0 | 0 | 0 | 0 | 0 | 0 | 0 | 0 | 0 | 0 | 0 | 0 | 0
20039 | Entertainment allowance | 0 | 0 | 0 | 0 | 0 | 0 | 0 | 0 | 0 | 0 | 0 | 0 | 0 | 0
| Managing Director / CEO (EG1) | 0 | 0 | 0 | 0 | 0 | 0 | 0 | 0 | 0 | 0 | 0 | 0 | 0 | 0
| Executive Director (EG2) | 0 | 0 | 0 | 0 | 0 | 0 | 0 | 0 | 0 | 0 | 0 | 0 | 0 | 0
| General Manager (EG3) | 0 | 0 | 0 | 0 | 0 | 0 | 0 | 0 | 0 | 0 | 0 | 0 | 0 | 0
| Assistant General Manager (SM1) | 0 | 0 | 0 | 0 | 0 | 0 | 0 | 0 | 0 | 0 | 0 | 0 | 0 | 0
| Principal Manager (SM2) | 0 | 0 | 0 | 0 | 0 | 0 | 0 | 0 | 0 | 0 | 0 | 0 | 0 | 0
| Senior Manager (SM3) | 0 | 0 | 0 | 0 | 0 | 0 | 0 | 0 | 0 | 0 | 0 | 0 | 0 | 0
20040 | Utility allowance | 0 | 0 | 0 | 0 | 0 | 0 | 0 | 0 | 0 | 0 | 0 | 0 | 0 | 0
20041 | Productivity bonus | 0 | 0 | 0 | 0 | 0 | 0 | 0 | 0 | 0 | 0 | 0 | 0 | 0 | 0
20042 | Domestic servant allowance | 0 | 0 | 0 | 0 | 0 | 0 | 0 | 0 | 0 | 0 | 0 | 0 | 0 | 0
| Managing Director / CEO (EG1) | 0 | 0 | 0 | 0 | 0 | 0 | 0 | 0 | 0 | 0 | 0 | 0 | 0 | 0
| Executive Director (EG2) | 0 | 0 | 0 | 0 | 0 | 0 | 0 | 0 | 0 | 0 | 0 | 0 | 0 | 0
| General Manager (EG3) | 0 | 0 | 0 | 0 | 0 | 0 | 0 | 0 | 0 | 0 | 0 | 0 | 0 | 0
| Assistant General Manager (SM1) | 0 | 0 | 0 | 0 | 0 | 0 | 0 | 0 | 0 | 0 | 0 | 0 | 0 | 0
| Principal Manager (SM2) | 0 | 0 | 0 | 0 | 0 | 0 | 0 | 0 | 0 | 0 | 0 | 0 | 0 | 0
| Senior Manager (SM3) | 0 | 0 | 0 | 0 | 0 | 0 | 0 | 0 | 0 | 0 | 0 | 0 | 0 | 0
20045 | Hazard allowance | 0 | 0 | 0 | 0 | 0 | 0 | 0 | 0 | 0 | 0 | 0 | 0 | 0 | 0
20046 | Power/Transmission all'ce | 0 | 0 | 0 | 0 | 0 | 0 | 0 | 0 | 0 | 0 | 0 | 0 | 0 | 0
20047 | Turn around maintenance | 0 | 0 | 0 | 0 | 0 | 0 | 0 | 0 | 0 | 0 | 0 | 0 | 0 | 0
20049 | Furniture Allowance | 0 | 0 | 0 | 0 | 0 | 0 | 0 | 0 | 0 | 0 | 0 | 0 | 0 | 0

## SO-KA
|  | 2013 Constant Prices | [7 empty] | 1 | 2 | 3 | 4 | 5
A/C Codes | Description | [8 empty] | Nominal Prices
|  | 2014 | 2014 H1 | 2014 H2 | 2015 | 2016 | 2017 | 2018 | TOTAL | 2014 | 2015 | 2016 | 2017 | 2018 | TOTAL
TOTAL |  | 397916.7696 | 198958.3848 | 198958.3848 | 795833.5392 | 0 | 0 | 0 | 1193750.3088 | 437708.4466 | 962958.5824 | 0 | 0 | 0
20001 | Basic salary | 0 | 0 | 0 | 0 | 0 | 0 | 0 | 0 | 0 | 0 | 0 | 0 | 0 | 0
| Managing Director / CEO (EG1) | 0 | 0 | 0 | 0 | 0 | 0 | 0 | 0 | 0 | 0 |  |  |  | 0
| Executive Director (EG2) | 0 | 0 | 0 | 0 | 0 | 0 | 0 | 0 | 0 | 0 | 0 | 0 | 0 | 0
| General Manager (EG3) | 0 | 0 | 0 | 0 | 0 | 0 | 0 | 0 | 0 | 0 | 0 | 0 | 0 | 0
| Assistant General Manager (SM1) | 0 | 0 | 0 | 0 | 0 | 0 | 0 | 0 | 0 | 0 | 0 | 0 | 0 | 0
| Principal Manager (SM2) | 0 | 0 | 0 | 0 | 0 | 0 | 0 | 0 | 0 | 0 | 0 | 0 | 0 | 0
| Senior Manager (SM3) | 0 | 0 | 0 | 0 | 0 | 0 | 0 | 0 | 0 | 0 | 0 | 0 | 0 | 0
| Manager (MM1) | 0 | 0 | 0 | 0 | 0 | 0 | 0 | 0 | 0 | 0 | 0 | 0 | 0 | 0
| Assistant Manager (MM3) | 0 | 0 | 0 | 0 | 0 | 0 | 0 | 0 | 0 | 0 | 0 | 0 | 0 | 0
| Officer I (SS1) | 0 | 0 | 0 | 0 | 0 | 0 | 0 | 0 | 0 | 0 | 0 | 0 | 0 | 0
| Officer II (SS2) | 0 | 0 | 0 | 0 | 0 | 0 | 0 | 0 | 0 | 0 | 0 | 0 | 0 | 0
| Officer III (SS3) | 0 | 0 | 0 | 0 | 0 | 0 | 0 | 0 | 0 | 0 | 0 | 0 | 0 | 0
| Officer IV (SS4) | 0 | 0 | 0 | 0 | 0 | 0 | 0 | 0 | 0 | 0 | 0 | 0 | 0 | 0
| Staff I (JS1) | 0 | 0 | 0 | 0 | 0 | 0 | 0 | 0 | 0 | 0 | 0 | 0 | 0 | 0
| Staff II (JS2) | 0 | 0 | 0 | 0 | 0 | 0 | 0 | 0 | 0 | 0 | 0 | 0 | 0 | 0
| Staff III (JS3) | 0 | 0 | 0 | 0 | 0 | 0 | 0 | 0 | 0 | 0 | 0 | 0 | 0 | 0
| Staff IV (JS4) | 0 | 0 | 0 | 0 | 0 | 0 | 0 | 0 | 0 | 0 | 0 | 0 | 0 | 0
| Staff V (JS5) | 0 | 0 | 0 | 0 | 0 | 0 | 0 | 0 | 0 | 0 | 0 | 0 | 0 | 0
20003 | Salary Consolidation | 0 | 0 | 0 | 0 | 0 | 0 | 0 | 0 | 0 | 0 | 0 | 0 | 0 | 0
| Pension Benefits | 0 | 0 | 0 | 0 | 0 | 0 | 0 | 0 | 0 | 0 | 0 | 0 | 0 | 0
| Provision for Medical | 0 | 0 | 0 | 0 | 0 | 0 | 0 | 0 | 0 | 0 | 0 | 0 | 0 | 0
| Provision for ITF | 0 | 0 | 0 | 0 | 0 | 0 | 0 | 0 | 0 | 0 | 0 | 0 | 0 | 0
| Senior Manager (SM3) and above | 0 | 0 | 0 | 0 | 0 | 0 | 0 | 0 | 0 | 0 | 0 | 0 | 0 | 0
| Officer III (SS3) to Manager (MM1) | 0 | 0 | 0 | 0 | 0 | 0 | 0 | 0 | 0 | 0 | 0 | 0 | 0 | 0
| Officer IV (SS4) and below | 0 | 0 | 0 | 0 | 0 | 0 | 0 | 0 | 0 | 0 | 0 | 0 | 0 | 0
20004 | Overtime (JS5 to SS4) | 0 | 0 | 0 | 0 | 0 | 0 | 0 | 0 | 0 | 0 | 0 | 0 | 0 | 0
20005 | Extra duty allowance (SS3 to MM1) | 0 | 0 | 0 | 0 | 0 | 0 | 0 | 0 | 0 | 0 | 0 | 0 | 0 | 0
20006 | Shift allowance | 0 | 0 | 0 | 0 | 0 | 0 | 0 | 0 | 0 | 0 | 0 | 0 | 0 | 0
20008 | Contract Pay/Allowance Non-Expatriate | 0 | 0 | 0 | 0 | 0 | 0 | 0 | 0 | 0 | 0 | 0 | 0 | 0 | 0
20009 | On-call allowance | 0 | 0 | 0 | 0 | 0 | 0 | 0 | 0 | 0 | 0 | 0 | 0 | 0 | 0
20010 | Salary Arrears | 0 | 0 | 0 | 0 | 0 | 0 | 0 | 0 | 0 | 0 | 0 | 0 | 0 | 0
20013 | Leave Commuted to Cash | 0 | 0 | 0 | 0 | 0 | 0 | 0 | 0 | 0 | 0 | 0 | 0 | 0 | 0
20031 | Transport allowance | 0 | 0 | 0 | 0 | 0 | 0 | 0 | 0 | 0 | 0 | 0 | 0 | 0 | 0
20032 | Housing allowance | 0 | 0 | 0 | 0 | 0 | 0 | 0 | 0 | 0 | 0 | 0 | 0 | 0 | 0
| Manager & Above | 0 | 0 | 0 | 0 | 0 | 0 | 0 | 0 | 0 |  |  |  |  | 0
| Asst Manager & Below | 0 | 0 | 0 | 0 | 0 | 0 | 0 | 0 | 0 |  |  |  |  | 0
20033 | Electricity allowance-cash | 0 | 0 | 0 | 0 | 0 | 0 | 0 | 0 | 0 | 0 | 0 | 0 | 0 | 0
| Managing Director / CEO (EG1) | 0 | 0 | 0 | 0 | 0 | 0 | 0 | 0 | 0 | 0 | 0 | 0 | 0 | 0
| Executive Director (EG2) | 0 | 0 | 0 | 0 | 0 | 0 | 0 | 0 | 0 | 0 | 0 | 0 | 0 | 0
| General Manager (EG3) | 0 | 0 | 0 | 0 | 0 | 0 | 0 | 0 | 0 | 0 | 0 | 0 | 0 | 0
| Assistant General Manager (SM1) | 0 | 0 | 0 | 0 | 0 | 0 | 0 | 0 | 0 | 0 | 0 | 0 | 0 | 0
| Principal Manager (SM2) | 0 | 0 | 0 | 0 | 0 | 0 | 0 | 0 | 0 | 0 | 0 | 0 | 0 | 0
| Senior Manager (SM3) | 0 | 0 | 0 | 0 | 0 | 0 | 0 | 0 | 0 | 0 | 0 | 0 | 0 | 0
| Manager (MM1) | 0 | 0 | 0 | 0 | 0 | 0 | 0 | 0 | 0 | 0 | 0 | 0 | 0 | 0
| Assistant Manager (MM3) | 0 | 0 | 0 | 0 | 0 | 0 | 0 | 0 | 0 | 0 | 0 | 0 | 0 | 0
| Officer I (SS1) | 0 | 0 | 0 | 0 | 0 | 0 | 0 | 0 | 0 | 0 | 0 | 0 | 0 | 0
| Officer II (SS2) | 0 | 0 | 0 | 0 | 0 | 0 | 0 | 0 | 0 | 0 | 0 | 0 | 0 | 0
| Officer III (SS3) | 0 | 0 | 0 | 0 | 0 | 0 | 0 | 0 | 0 | 0 | 0 | 0 | 0 | 0
| Officer IV (SS4) | 0 | 0 | 0 | 0 | 0 | 0 | 0 | 0 | 0 | 0 | 0 | 0 | 0 | 0
| Staff I (JS1) | 0 | 0 | 0 | 0 | 0 | 0 | 0 | 0 | 0 | 0 | 0 | 0 | 0 | 0
| Staff II (JS2) | 0 | 0 | 0 | 0 | 0 | 0 | 0 | 0 | 0 | 0 | 0 | 0 | 0 | 0
| Staff III (JS3) | 0 | 0 | 0 | 0 | 0 | 0 | 0 | 0 | 0 | 0 | 0 | 0 | 0 | 0
| Staff IV (JS4) | 0 | 0 | 0 | 0 | 0 | 0 | 0 | 0 | 0 | 0 | 0 | 0 | 0 | 0
| Staff V (JS5) | 0 | 0 | 0 | 0 | 0 | 0 | 0 | 0 | 0 | 0 | 0 | 0 | 0 | 0
20034 | Electricity Allowance - Non Cash | 0 | 0 | 0 | 0 | 0 | 0 | 0 | 0 | 0 | 0 | 0 | 0 | 0 | 0
20035 | Non-accidence bonus (Drivers Only) | 397916.7696 | 198958.3848 | 198958.3848 | 795833.5392 | 0 | 0 | 0 | 1193750.3088 | 437708.4466 | 962958.5824 | 0 | 0 | 0 | 1400667.029
| Officer I (SS1) | 0 | 0 | 0 | 0 | 0 | 0 | 0 | 0 | 0 | 0 | 0 | 0 | 0 | 0
| Officer II (SS2) | 73921.9194 | 36960.9597 | 36960.9597 | 147843.8388 | 0 | 0 | 0 | 221765.7582 | 81314.1113 | 178891.0449 | 0 | 0 | 0 | 260205.1563
| Officer III (SS3) | 289511.649 | 144755.8245 | 144755.8245 | 579023.298 | 0 | 0 | 0 | 868534.947 | 318462.8139 | 700618.1906 | 0 | 0 | 0 | 1019081.0045
| Officer IV (SS4) | 0 | 0 | 0 | 0 | 0 | 0 | 0 | 0 | 0 | 0 | 0 | 0 | 0 | 0
| Staff I (JS1) | 0 | 0 | 0 | 0 | 0 | 0 | 0 | 0 | 0 | 0 | 0 | 0 | 0 | 0
| Staff II (JS2) | 34483.2012 | 17241.6006 | 17241.6006 | 68966.4024 | 0 | 0 | 0 | 103449.6036 | 37931.5213 | 83449.3469 | 0 | 0 | 0 | 121380.8682
| Staff III (JS3) | 0 | 0 | 0 | 0 | 0 | 0 | 0 | 0 | 0 | 0 | 0 | 0 | 0 | 0
| Staff IV (JS4) | 0 | 0 | 0 | 0 | 0 | 0 | 0 | 0 | 0 | 0 | 0 | 0 | 0 | 0
| Staff V (JS5) | 0 | 0 | 0 | 0 | 0 | 0 | 0 | 0 | 0 | 0 | 0 | 0 | 0 | 0
20036 | Leave grant | 0 | 0 | 0 | 0 | 0 | 0 | 0 | 0 | 0 | 0 | 0 | 0 | 0 | 0
20037 | Tools allowance | 0 | 0 | 0 | 0 | 0 | 0 | 0 | 0 | 0 | 0 | 0 | 0 | 0 | 0
20038 | Meal subsidy | 0 | 0 | 0 | 0 | 0 | 0 | 0 | 0 | 0 | 0 | 0 | 0 | 0 | 0
| Managing Director / CEO (EG1) | 0 | 0 | 0 | 0 | 0 | 0 | 0 | 0 | 0 | 0 | 0 | 0 | 0 | 0
| Executive Director (EG2) | 0 | 0 | 0 | 0 | 0 | 0 | 0 | 0 | 0 | 0 | 0 | 0 | 0 | 0
| General Manager (EG3) | 0 | 0 | 0 | 0 | 0 | 0 | 0 | 0 | 0 | 0 | 0 | 0 | 0 | 0
| Assistant General Manager (SM1) | 0 | 0 | 0 | 0 | 0 | 0 | 0 | 0 | 0 | 0 | 0 | 0 | 0 | 0
| Principal Manager (SM2) | 0 | 0 | 0 | 0 | 0 | 0 | 0 | 0 | 0 | 0 | 0 | 0 | 0 | 0
| Senior Manager (SM3) | 0 | 0 | 0 | 0 | 0 | 0 | 0 | 0 | 0 | 0 | 0 | 0 | 0 | 0
| Manager (MM1) | 0 | 0 | 0 | 0 | 0 | 0 | 0 | 0 | 0 | 0 | 0 | 0 | 0 | 0
| Assistant Manager (MM3) | 0 | 0 | 0 | 0 | 0 | 0 | 0 | 0 | 0 | 0 | 0 | 0 | 0 | 0
| Officer I (SS1) | 0 | 0 | 0 | 0 | 0 | 0 | 0 | 0 | 0 | 0 | 0 | 0 | 0 | 0
| Officer II (SS2) | 0 | 0 | 0 | 0 | 0 | 0 | 0 | 0 | 0 | 0 | 0 | 0 | 0 | 0
| Officer III (SS3) | 0 | 0 | 0 | 0 | 0 | 0 | 0 | 0 | 0 | 0 | 0 | 0 | 0 | 0
| Officer IV (SS4) | 0 | 0 | 0 | 0 | 0 | 0 | 0 | 0 | 0 | 0 | 0 | 0 | 0 | 0
| Staff I (JS1) | 0 | 0 | 0 | 0 | 0 | 0 | 0 | 0 | 0 | 0 | 0 | 0 | 0 | 0
| Staff II (JS2) | 0 | 0 | 0 | 0 | 0 | 0 | 0 | 0 | 0 | 0 | 0 | 0 | 0 | 0
| Staff III (JS3) | 0 | 0 | 0 | 0 | 0 | 0 | 0 | 0 | 0 | 0 | 0 | 0 | 0 | 0
| Staff IV (JS4) | 0 | 0 | 0 | 0 | 0 | 0 | 0 | 0 | 0 | 0 | 0 | 0 | 0 | 0
| Staff V (JS5) | 0 | 0 | 0 | 0 | 0 | 0 | 0 | 0 | 0 | 0 | 0 | 0 | 0 | 0
20039 | Entertainment allowance | 0 | 0 | 0 | 0 | 0 | 0 | 0 | 0 | 0 | 0 | 0 | 0 | 0 | 0
| Managing Director / CEO (EG1) | 0 | 0 | 0 | 0 | 0 | 0 | 0 | 0 | 0 | 0 | 0 | 0 | 0 | 0
| Executive Director (EG2) | 0 | 0 | 0 | 0 | 0 | 0 | 0 | 0 | 0 | 0 | 0 | 0 | 0 | 0
| General Manager (EG3) | 0 | 0 | 0 | 0 | 0 | 0 | 0 | 0 | 0 | 0 | 0 | 0 | 0 | 0
| Assistant General Manager (SM1) | 0 | 0 | 0 | 0 | 0 | 0 | 0 | 0 | 0 | 0 | 0 | 0 | 0 | 0
| Principal Manager (SM2) | 0 | 0 | 0 | 0 | 0 | 0 | 0 | 0 | 0 | 0 | 0 | 0 | 0 | 0
| Senior Manager (SM3) | 0 | 0 | 0 | 0 | 0 | 0 | 0 | 0 | 0 | 0 | 0 | 0 | 0 | 0
20040 | Utility allowance | 0 | 0 | 0 | 0 | 0 | 0 | 0 | 0 | 0 | 0 | 0 | 0 | 0 | 0
20041 | Productivity bonus | 0 | 0 | 0 | 0 | 0 | 0 | 0 | 0 | 0 | 0 | 0 | 0 | 0 | 0
20042 | Domestic servant allowance | 0 | 0 | 0 | 0 | 0 | 0 | 0 | 0 | 0 | 0 | 0 | 0 | 0 | 0
| Managing Director / CEO (EG1) | 0 | 0 | 0 | 0 | 0 | 0 | 0 | 0 | 0 | 0 | 0 | 0 | 0 | 0
| Executive Director (EG2) | 0 | 0 | 0 | 0 | 0 | 0 | 0 | 0 | 0 | 0 | 0 | 0 | 0 | 0
| General Manager (EG3) | 0 | 0 | 0 | 0 | 0 | 0 | 0 | 0 | 0 | 0 | 0 | 0 | 0 | 0
| Assistant General Manager (SM1) | 0 | 0 | 0 | 0 | 0 | 0 | 0 | 0 | 0 | 0 | 0 | 0 | 0 | 0
| Principal Manager (SM2) | 0 | 0 | 0 | 0 | 0 | 0 | 0 | 0 | 0 | 0 | 0 | 0 | 0 | 0
| Senior Manager (SM3) | 0 | 0 | 0 | 0 | 0 | 0 | 0 | 0 | 0 | 0 | 0 | 0 | 0 | 0
20045 | Hazard allowance | 0 | 0 | 0 | 0 | 0 | 0 | 0 | 0 | 0 | 0 | 0 | 0 | 0 | 0
20046 | Power/Transmission all'ce | 0 | 0 | 0 | 0 | 0 | 0 | 0 | 0 | 0 | 0 | 0 | 0 | 0 | 0
20047 | Turn around maintenance | 0 | 0 | 0 | 0 | 0 | 0 | 0 | 0 | 0 | 0 | 0 | 0 | 0 | 0
20049 | Furniture Allowance | 0 | 0 | 0 | 0 | 0 | 0 | 0 | 0 | 0 | 0 | 0 | 0 | 0 | 0

## SO-LA
[10 empty] | 1 | 2 | 3 | 4 | 5
A/C Codes | Description | 2013 Constant Prices | [7 empty] | Nominal Prices
|  | 2014 | 2014 H1 | 2014 H2 | 2015 | 2016 | 2017 | 2018 | TOTAL | 2014 | 2015 | 2016 | 2017 | 2018 | TOTAL
TOTAL |  | 5785824813.9138 | 2463218913.2774 | 3322605900.6364 | 8961929955.1878 | 0 | 0 | 0 | 14747754769.1016 | 6364407295.3052 | 10843935245.7772 | 0 | 0 | 0
20001 | Basic salary | 1560315744 | 691070625 | 869245119 | 2349512028 | 0 | 0 | 0 | 3909827772 | 1716347318.4 | 2842909553.88 | 0 | 0 | 0 | 4559256872.28
| Managing Director / CEO (EG1) | 0 | 0 | 0 | 0 | 0 | 0 | 0 | 0 | 0 | 0 |  |  |  | 0
| Executive Director (EG2) | 0 | 0 | 0 | 0 | 0 | 0 | 0 | 0 | 0 | 0 | 0 | 0 | 0 | 0
| General Manager (EG3) | 2109294 | 1054647 | 1054647 | 2109294 | 0 | 0 | 0 | 4218588 | 2320223.4 | 2552245.74 | 0 | 0 | 0 | 4872469.14
| Assistant General Manager (SM1) | 10478970 | 4191588 | 6287382 | 12574764 | 0 | 0 | 0 | 23053734 | 11526867 | 15215464.44 | 0 | 0 | 0 | 26742331.44
| Principal Manager (SM2) | 50123700 | 12029688 | 38094012 | 76188024 | 0 | 0 | 0 | 126311724 | 55136070 | 92187509.04 | 0 | 0 | 0 | 147323579.04
| Senior Manager (SM3) | 45516069 | 37768653 | 7747416 | 15494832 | 0 | 0 | 0 | 61010901 | 50067675.9 | 18748746.72 | 0 | 0 | 0 | 68816422.62
| Manager (MM1) | 280065168 | 139092768 | 140972400 | 313898544 | 0 | 0 | 0 | 593963712 | 308071684.8 | 379817238.24 | 0 | 0 | 0 | 687888923.04
| Assistant Manager (MM3) | 331916355 | 266706855 | 65209500 | 170848890 | 0 | 0 | 0 | 502765245 | 365107990.5 | 206727156.9 | 0 | 0 | 0 | 571835147.4
| Officer I (SS1) | 786640473 | 214727373 | 571913100 | 1682464356 | 0 | 0 | 0 | 2469104829 | 865304520.3 | 2035781870.76 | 0 | 0 | 0 | 2901086391.06
| Officer II (SS2) | 48364281 | 11092725 | 37271556 | 74543112 | 0 | 0 | 0 | 122907393 | 53200709.1 | 90197165.52 | 0 | 0 | 0 | 143397874.62
| Officer III (SS3) | 695106 | 0 | 695106 | 1390212 | 0 | 0 | 0 | 2085318 | 764616.6 | 1682156.52 | 0 | 0 | 0 | 2446773.12
| Officer IV (SS4) | 1678428 | 1678428 | 0 | 0 | 0 | 0 | 0 | 1678428 | 1846270.8 | 0 | 0 | 0 | 0 | 1846270.8
| Staff I (JS1) | 0 | 0 | 0 | 0 | 0 | 0 | 0 | 0 | 0 | 0 | 0 | 0 | 0 | 0
| Staff II (JS2) | 0 | 0 | 0 | 0 | 0 | 0 | 0 | 0 | 0 | 0 | 0 | 0 | 0 | 0
| Staff III (JS3) | 2727900 | 2727900 | 0 | 0 | 0 | 0 | 0 | 2727900 | 3000690 | 0 | 0 | 0 | 0 | 3000690
| Staff IV (JS4) | 0 | 0 | 0 | 0 | 0 | 0 | 0 | 0 | 0 | 0 | 0 | 0 | 0 | 0
| Staff V (JS5) | 0 | 0 | 0 | 0 | 0 | 0 | 0 | 0 | 0 | 0 | 0 | 0 | 0 | 0
20003 | Salary Consolidation | 558023235.3474 | 240841169.5712 | 317182065.7763 | 857361312.495 | 0 | 0 | 0 | 1415384547.8424 | 613825558.8821 | 1037407188.119 | 0 | 0 | 0 | 1651232747.0011
| Pension Benefits | 210770568.9225 | 87066969.0187 | 123703599.9037 | 334646567.37 | 0 | 0 | 0 | 545417136.2925 | 231847625.8148 | 404922346.5177 | 0 | 0 | 0 | 636769972.3325
| Provision for Medical | 312063148.8 | 138214125 | 173849023.8 | 469902405.6 | 0 | 0 | 0 | 781965554.4 | 343269463.68 | 568581910.776 | 0 | 0 | 0 | 911851374.456
| Provision for ITF | 35189517.6249 | 15560075.5524 | 19629442.0725 | 52812339.525 | 0 | 0 | 0 | 88001857.1499 | 38708469.3874 | 63902930.8252 | 0 | 0 | 0 | 102611400.2126
| Senior Manager (SM3) and above | 2994547.5765 | 1462318.068 | 1532229.5085 | 3064459.017 | 0 | 0 | 0 | 6059006.5935 | 3294002.3342 | 3707995.4106 | 0 | 0 | 0 | 7001997.7447
| Officer III (SS3) to Manager (MM1) | 32101734.426 | 14004521.862 | 18097212.564 | 49747880.508 | 0 | 0 | 0 | 81849614.934 | 35311907.8686 | 60194935.4147 | 0 | 0 | 0 | 95506843.2833
| Officer IV (SS4) and below | 93235.6224 | 93235.6224 | 0 | 0 | 0 | 0 | 0 | 93235.6224 | 102559.1846 | 0 | 0 | 0 | 0 | 102559.1846
20004 | Overtime (JS5 to SS4) | 132189.84 | 132189.84 | 0 | 0 | 0 | 0 | 0 | 132189.84 | 145408.824 | 0 | 0 | 0 | 0 | 145408.824
20005 | Extra duty allowance (SS3 to MM1) | 217152207.45 | 94742958.15 | 122409249.3 | 336471767.1 | 0 | 0 | 0 | 553623974.55 | 238867428.195 | 407130838.191 | 0 | 0 | 0 | 645998266.386
20006 | Shift allowance | 79576102.944 | 35244601.875 | 44331501.069 | 119825113.428 | 0 | 0 | 0 | 199401216.372 | 87533713.2384 | 144988387.2479 | 0 | 0 | 0 | 232522100.4863
20008 | Contract Pay/Allowance Non-Expatriate | 0 | 0 | 0 | 0 | 0 | 0 | 0 | 0 | 0 | 0 | 0 | 0 | 0 | 0
20009 | On-call allowance | 39007893.6 | 17276765.625 | 21731127.975 | 58737800.7 | 0 | 0 | 0 | 97745694.3 | 42908682.96 | 71072738.847 | 0 | 0 | 0 | 113981421.807
20010 | Salary Arrears | 0 | 0 | 0 | 0 | 0 | 0 | 0 | 0 | 0 | 0 | 0 | 0 | 0 | 0
20013 | Leave Commuted to Cash | 0 | 0 | 0 | 0 | 0 | 0 | 0 | 0 | 0 | 0 | 0 | 0 | 0 | 0
20031 | Transport allowance | 390078936 | 172767656.25 | 217311279.75 | 587378007 | 0 | 0 | 0 | 977456943 | 429086829.6 | 710727388.47 | 0 | 0 | 0 | 1139814218.07
20032 | Housing allowance | 859879572.3 | 297054639 | 562824933.3 | 1525064196.6 | 0 | 0 | 0 | 2384943768.9 | 945867529.53 | 1845327677.886 | 0 | 0 | 0 | 2791195207.416
| Manager & Above | 271805240.7 | 135896140.8 | 135909099.9 | 294185820.6 | 0 | 0 | 0 | 565991061.3 | 298985764.77 |  |  |  |  | 298985764.77
| Asst Manager & Below | 588074331.6 | 161158498.2 | 426915833.4 | 1230878376 | 0 | 0 | 0 | 1818952707.6 | 646881764.76 |  |  |  |  | 646881764.76
20033 | Electricity allowance-cash | 288130434 | 120907662 | 167222772 | 453679800 | 0 | 0 | 0 | 741810234 | 316943477.4 | 548952558 | 0 | 0 | 0 | 865896035.4
| Managing Director / CEO (EG1) | 0 | 0 | 0 | 0 | 0 | 0 | 0 | 0 | 0 | 0 | 0 | 0 | 0 | 0
| Executive Director (EG2) | 0 | 0 | 0 | 0 | 0 | 0 | 0 | 0 | 0 | 0 | 0 | 0 | 0 | 0
| General Manager (EG3) | 733536 | 366768 | 366768 | 733536 | 0 | 0 | 0 | 1467072 | 806889.6 | 887578.56 | 0 | 0 | 0 | 1694468.16
| Assistant General Manager (SM1) | 3667680 | 1467072 | 2200608 | 4401216 | 0 | 0 | 0 | 8068896 | 4034448 | 5325471.36 | 0 | 0 | 0 | 9359919.36
| Principal Manager (SM2) | 13584000 | 3260160 | 10323840 | 20647680 | 0 | 0 | 0 | 34231680 | 14942400 | 24983692.8 | 0 | 0 | 0 | 39926092.8
| Senior Manager (SM3) | 6982320 | 5793840 | 1188480 | 2376960 | 0 | 0 | 0 | 9359280 | 7680552 | 2876121.6 | 0 | 0 | 0 | 10556673.6
| Manager (MM1) | 44270880 | 21986880 | 22284000 | 49619040 | 0 | 0 | 0 | 93889920 | 48697968 | 60039038.4 | 0 | 0 | 0 | 108737006.4
| Assistant Manager (MM3) | 52931928 | 42532728 | 10399200 | 27245904 | 0 | 0 | 0 | 80177832 | 58225120.8 | 32967543.84 | 0 | 0 | 0 | 91192664.64
| Officer I (SS1) | 157339896 | 42948696 | 114391200 | 336518112 | 0 | 0 | 0 | 493858008 | 173073885.6 | 407186915.52 | 0 | 0 | 0 | 580260801.12
| Officer II (SS2) | 7691694 | 1764150 | 5927544 | 11855088 | 0 | 0 | 0 | 19546782 | 8460863.4 | 14344656.48 | 0 | 0 | 0 | 22805519.88
| Officer III (SS3) | 141132 | 0 | 141132 | 282264 | 0 | 0 | 0 | 423396 | 155245.2 | 341539.44 | 0 | 0 | 0 | 496784.64
| Officer IV (SS4) | 267408 | 267408 | 0 | 0 | 0 | 0 | 0 | 267408 | 294148.8 | 0 | 0 | 0 | 0 | 294148.8
| Staff I (JS1) | 0 | 0 | 0 | 0 | 0 | 0 | 0 | 0 | 0 | 0 | 0 | 0 | 0 | 0
| Staff II (JS2) | 0 | 0 | 0 | 0 | 0 | 0 | 0 | 0 | 0 | 0 | 0 | 0 | 0 | 0
| Staff III (JS3) | 519960 | 519960 | 0 | 0 | 0 | 0 | 0 | 519960 | 571956 | 0 | 0 | 0 | 0 | 571956
| Staff IV (JS4) | 0 | 0 | 0 | 0 | 0 | 0 | 0 | 0 | 0 | 0 | 0 | 0 | 0 | 0
| Staff V (JS5) | 0 | 0 | 0 | 0 | 0 | 0 | 0 | 0 | 0 | 0 | 0 | 0 | 0 | 0
20034 | Electricity Allowance - Non Cash | 0 | 0 | 0 | 0 | 0 | 0 | 0 | 0 | 0 | 0 | 0 | 0 | 0 | 0
20035 | Non-accidence bonus (Drivers Only) | 166352.4324 | 83176.2162 | 83176.2162 | 332704.8648 | 0 | 0 | 0 | 499057.2972 | 182987.6756 | 402572.8864 | 0 | 0 | 0 | 585560.562
| Officer I (SS1) | 0 | 0 | 0 | 0 | 0 | 0 | 0 | 0 | 0 | 0 | 0 | 0 | 0 | 0
| Officer II (SS2) | 0 | 0 | 0 | 0 | 0 | 0 | 0 | 0 | 0 | 0 | 0 | 0 | 0 | 0
| Officer III (SS3) | 0 | 0 | 0 | 0 | 0 | 0 | 0 | 0 | 0 | 0 | 0 | 0 | 0 | 0
| Officer IV (SS4) | 0 | 0 | 0 | 0 | 0 | 0 | 0 | 0 | 0 | 0 | 0 | 0 | 0 | 0
| Staff I (JS1) | 0 | 0 | 0 | 0 | 0 | 0 | 0 | 0 | 0 | 0 | 0 | 0 | 0 | 0
| Staff II (JS2) | 68966.4024 | 34483.2012 | 34483.2012 | 137932.8048 | 0 | 0 | 0 | 206899.2072 | 75863.0426 | 166898.6938 | 0 | 0 | 0 | 242761.7364
| Staff III (JS3) | 97386.03 | 48693.015 | 48693.015 | 194772.06 | 0 | 0 | 0 | 292158.09 | 107124.633 | 235674.1926 | 0 | 0 | 0 | 342798.8256
| Staff IV (JS4) | 0 | 0 | 0 | 0 | 0 | 0 | 0 | 0 | 0 | 0 | 0 | 0 | 0 | 0
| Staff V (JS5) | 0 | 0 | 0 | 0 | 0 | 0 | 0 | 0 | 0 | 0 | 0 | 0 | 0 | 0
20036 | Leave grant | 312063148.8 | 138214125 | 173849023.8 | 469902405.6 | 0 | 0 | 0 | 781965554.4 | 343269463.68 | 568581910.776 | 0 | 0 | 0 | 911851374.456
20037 | Tools allowance | 0 | 0 | 0 | 0 | 0 | 0 | 0 | 0 | 0 | 0 | 0 | 0 | 0 | 0
20038 | Meal subsidy | 26745600 | 11721600 | 15024000 | 41145600 | 0 | 0 | 0 | 67891200 | 29420160 | 49786176 | 0 | 0 | 0 | 79206336
| Managing Director / CEO (EG1) | 0 | 0 | 0 | 0 | 0 | 0 | 0 | 0 | 0 | 0 | 0 | 0 | 0 | 0
| Executive Director (EG2) | 0 | 0 | 0 | 0 | 0 | 0 | 0 | 0 | 0 | 0 | 0 | 0 | 0 | 0
| General Manager (EG3) | 28800 | 14400 | 14400 | 28800 | 0 | 0 | 0 | 57600 | 31680 | 34848 | 0 | 0 | 0 | 66528
| Assistant General Manager (SM1) | 120000 | 48000 | 72000 | 144000 | 0 | 0 | 0 | 264000 | 132000 | 174240 | 0 | 0 | 0 | 306240
| Principal Manager (SM2) | 600000 | 144000 | 456000 | 912000 | 0 | 0 | 0 | 1512000 | 660000 | 1103520 | 0 | 0 | 0 | 1763520
| Senior Manager (SM3) | 564000 | 468000 | 96000 | 192000 | 0 | 0 | 0 | 756000 | 620400 | 232320 | 0 | 0 | 0 | 852720
| Manager (MM1) | 3576000 | 1776000 | 1800000 | 4008000 | 0 | 0 | 0 | 7584000 | 3933600 | 4849680 | 0 | 0 | 0 | 8783280
| Assistant Manager (MM3) | 6108000 | 4908000 | 1200000 | 3144000 | 0 | 0 | 0 | 9252000 | 6718800 | 3804240 | 0 | 0 | 0 | 10523040
| Officer I (SS1) | 14524800 | 3964800 | 10560000 | 31065600 | 0 | 0 | 0 | 45590400 | 15977280 | 37589376 | 0 | 0 | 0 | 53566656
| Officer II (SS2) | 1046400 | 240000 | 806400 | 1612800 | 0 | 0 | 0 | 2659200 | 1151040 | 1951488 | 0 | 0 | 0 | 3102528
| Officer III (SS3) | 19200 | 0 | 19200 | 38400 | 0 | 0 | 0 | 57600 | 21120 | 46464 | 0 | 0 | 0 | 67584
| Officer IV (SS4) | 57600 | 57600 | 0 | 0 | 0 | 0 | 0 | 57600 | 63360 | 0 | 0 | 0 | 0 | 63360
| Staff I (JS1) | 0 | 0 | 0 | 0 | 0 | 0 | 0 | 0 | 0 | 0 | 0 | 0 | 0 | 0
| Staff II (JS2) | 0 | 0 | 0 | 0 | 0 | 0 | 0 | 0 | 0 | 0 | 0 | 0 | 0 | 0
| Staff III (JS3) | 100800 | 100800 | 0 | 0 | 0 | 0 | 0 | 100800 | 110880 | 0 | 0 | 0 | 0 | 110880
| Staff IV (JS4) | 0 | 0 | 0 | 0 | 0 | 0 | 0 | 0 | 0 | 0 | 0 | 0 | 0 | 0
| Staff V (JS5) | 0 | 0 | 0 | 0 | 0 | 0 | 0 | 0 | 0 | 0 | 0 | 0 | 0 | 0
20039 | Entertainment allowance | 1739100 | 887400 | 851700 | 1703400 | 0 | 0 | 0 | 3442500 | 1913010 | 2061114 | 0 | 0 | 0 | 3974124
| Managing Director / CEO (EG1) | 0 | 0 | 0 | 0 | 0 | 0 | 0 | 0 | 0 | 0 | 0 | 0 | 0 | 0
| Executive Director (EG2) | 0 | 0 | 0 | 0 | 0 | 0 | 0 | 0 | 0 | 0 | 0 | 0 | 0 | 0
| General Manager (EG3) | 51000 | 25500 | 25500 | 51000 | 0 | 0 | 0 | 102000 | 56100 | 61710 | 0 | 0 | 0 | 117810
| Assistant General Manager (SM1) | 204000 | 81600 | 122400 | 244800 | 0 | 0 | 0 | 448800 | 224400 | 296208 | 0 | 0 | 0 | 520608
| Principal Manager (SM2) | 765000 | 183600 | 581400 | 1162800 | 0 | 0 | 0 | 1927800 | 841500 | 1406988 | 0 | 0 | 0 | 2248488
| Senior Manager (SM3) | 719100 | 596700 | 122400 | 244800 | 0 | 0 | 0 | 963900 | 791010 | 296208 | 0 | 0 | 0 | 1087218
20040 | Utility allowance | 234047361.6 | 103660593.75 | 130386767.85 | 352426804.2 | 0 | 0 | 0 | 586474165.8 | 257452097.76 | 426436433.082 | 0 | 0 | 0 | 683888530.842
20041 | Productivity bonus | 130026312 | 57589218.75 | 72437093.25 | 195792669 | 0 | 0 | 0 | 325818981 | 143028943.2 | 236909129.49 | 0 | 0 | 0 | 379938072.69
20042 | Domestic servant allowance | 74535390 | 31828626 | 42706764 | 85413528 | 0 | 0 | 0 | 159948918 | 81988929 | 103350368.88 | 0 | 0 | 0 | 185339297.88
| Managing Director / CEO (EG1) | 0 | 0 | 0 | 0 | 0 | 0 | 0 | 0 | 0 | 0 | 0 | 0 | 0 | 0
| Executive Director (EG2) | 0 | 0 | 0 | 0 | 0 | 0 | 0 | 0 | 0 | 0 | 0 | 0 | 0 | 0
| General Manager (EG3) | 3223152 | 1611576 | 1611576 | 3223152 | 0 | 0 | 0 | 6446304 | 3545467.2 | 3900013.92 | 0 | 0 | 0 | 7445481.12
| Assistant General Manager (SM1) | 12086820 | 4834728 | 7252092 | 14504184 | 0 | 0 | 0 | 26591004 | 13295502 | 17550062.64 | 0 | 0 | 0 | 30845564.64
| Principal Manager (SM2) | 40289400 | 9669456 | 30619944 | 61239888 | 0 | 0 | 0 | 101529288 | 44318340 | 74100264.48 | 0 | 0 | 0 | 118418604.48
| Senior Manager (SM3) | 18936018 | 15712866 | 3223152 | 6446304 | 0 | 0 | 0 | 25382322 | 20829619.8 | 7800027.84 | 0 | 0 | 0 | 28629647.64
20045 | Hazard allowance | 156031574.4 | 69107062.5 | 86924511.9 | 234951202.8 | 0 | 0 | 0 | 390982777.2 | 171634731.84 | 284290955.388 | 0 | 0 | 0 | 455925687.228
20046 | Power/Transmission all'ce | 234047361.6 | 103660593.75 | 130386767.85 | 352426804.2 | 0 | 0 | 0 | 586474165.8 | 257452097.76 | 426436433.082 | 0 | 0 | 0 | 683888530.842
20047 | Turn around maintenance | 0 | 0 | 0 | 0 | 0 | 0 | 0 | 0 | 0 | 0 | 0 | 0 | 0 | 0
20049 | Furniture Allowance | 624126297.6 | 276428250 | 347698047.6 | 939804811.2 | 0 | 0 | 0 | 1563931108.8 | 686538927.36 | 1137163821.552 | 0 | 0 | 0 | 1823702748.912

## SO-OS
[10 empty] | 1 | 2 | 3 | 4 | 5
A/C Codes | Description | 2013 Constant Prices | [7 empty] | Nominal Prices
|  | 2014 | 2014 H1 | 2014 H2 | 2015 | 2016 | 2017 | 2018 | TOTAL | 2014 | 2015 | 2016 | 2017 | 2018 | TOTAL
TOTAL |  | 203769.9594 | 101884.9797 | 101884.9797 | 407539.9188 | 0 | 0 | 0 | 611309.8782 | 224146.9553 | 493123.3017 | 0 | 0 | 0
20001 | Basic salary | 0 | 0 | 0 | 0 | 0 | 0 | 0 | 0 | 0 | 0 | 0 | 0 | 0 | 0
| Managing Director / CEO (EG1) | 0 | 0 | 0 | 0 | 0 | 0 | 0 | 0 | 0 | 0 |  |  |  | 0
| Executive Director (EG2) | 0 | 0 | 0 | 0 | 0 | 0 | 0 | 0 | 0 | 0 | 0 | 0 | 0 | 0
| General Manager (EG3) | 0 | 0 | 0 | 0 | 0 | 0 | 0 | 0 | 0 | 0 | 0 | 0 | 0 | 0
| Assistant General Manager (SM1) | 0 | 0 | 0 | 0 | 0 | 0 | 0 | 0 | 0 | 0 | 0 | 0 | 0 | 0
| Principal Manager (SM2) | 0 | 0 | 0 | 0 | 0 | 0 | 0 | 0 | 0 | 0 | 0 | 0 | 0 | 0
| Senior Manager (SM3) | 0 | 0 | 0 | 0 | 0 | 0 | 0 | 0 | 0 | 0 | 0 | 0 | 0 | 0
| Manager (MM1) | 0 | 0 | 0 | 0 | 0 | 0 | 0 | 0 | 0 | 0 | 0 | 0 | 0 | 0
| Assistant Manager (MM3) | 0 | 0 | 0 | 0 | 0 | 0 | 0 | 0 | 0 | 0 | 0 | 0 | 0 | 0
| Officer I (SS1) | 0 | 0 | 0 | 0 | 0 | 0 | 0 | 0 | 0 | 0 | 0 | 0 | 0 | 0
| Officer II (SS2) | 0 | 0 | 0 | 0 | 0 | 0 | 0 | 0 | 0 | 0 | 0 | 0 | 0 | 0
| Officer III (SS3) | 0 | 0 | 0 | 0 | 0 | 0 | 0 | 0 | 0 | 0 | 0 | 0 | 0 | 0
| Officer IV (SS4) | 0 | 0 | 0 | 0 | 0 | 0 | 0 | 0 | 0 | 0 | 0 | 0 | 0 | 0
| Staff I (JS1) | 0 | 0 | 0 | 0 | 0 | 0 | 0 | 0 | 0 | 0 | 0 | 0 | 0 | 0
| Staff II (JS2) | 0 | 0 | 0 | 0 | 0 | 0 | 0 | 0 | 0 | 0 | 0 | 0 | 0 | 0
| Staff III (JS3) | 0 | 0 | 0 | 0 | 0 | 0 | 0 | 0 | 0 | 0 | 0 | 0 | 0 | 0
| Staff IV (JS4) | 0 | 0 | 0 | 0 | 0 | 0 | 0 | 0 | 0 | 0 | 0 | 0 | 0 | 0
| Staff V (JS5) | 0 | 0 | 0 | 0 | 0 | 0 | 0 | 0 | 0 | 0 | 0 | 0 | 0 | 0
20003 | Salary Consolidation | 0 | 0 | 0 | 0 | 0 | 0 | 0 | 0 | 0 | 0 | 0 | 0 | 0 | 0
| Pension Benefits | 0 | 0 | 0 | 0 | 0 | 0 | 0 | 0 | 0 | 0 | 0 | 0 | 0 | 0
| Provision for Medical | 0 | 0 | 0 | 0 | 0 | 0 | 0 | 0 | 0 | 0 | 0 | 0 | 0 | 0
| Provision for ITF | 0 | 0 | 0 | 0 | 0 | 0 | 0 | 0 | 0 | 0 | 0 | 0 | 0 | 0
| Senior Manager (SM3) and above | 0 | 0 | 0 | 0 | 0 | 0 | 0 | 0 | 0 | 0 | 0 | 0 | 0 | 0
| Officer III (SS3) to Manager (MM1) | 0 | 0 | 0 | 0 | 0 | 0 | 0 | 0 | 0 | 0 | 0 | 0 | 0 | 0
| Officer IV (SS4) and below | 0 | 0 | 0 | 0 | 0 | 0 | 0 | 0 | 0 | 0 | 0 | 0 | 0 | 0
20004 | Overtime (JS5 to SS4) | 0 | 0 | 0 | 0 | 0 | 0 | 0 | 0 | 0 | 0 | 0 | 0 | 0 | 0
20005 | Extra duty allowance (SS3 to MM1) | 0 | 0 | 0 | 0 | 0 | 0 | 0 | 0 | 0 | 0 | 0 | 0 | 0 | 0
20006 | Shift allowance | 0 | 0 | 0 | 0 | 0 | 0 | 0 | 0 | 0 | 0 | 0 | 0 | 0 | 0
20008 | Contract Pay/Allowance Non-Expatriate | 0 | 0 | 0 | 0 | 0 | 0 | 0 | 0 | 0 | 0 | 0 | 0 | 0 | 0
20009 | On-call allowance | 0 | 0 | 0 | 0 | 0 | 0 | 0 | 0 | 0 | 0 | 0 | 0 | 0 | 0
20010 | Salary Arrears | 0 | 0 | 0 | 0 | 0 | 0 | 0 | 0 | 0 | 0 | 0 | 0 | 0 | 0
20013 | Leave Commuted to Cash | 0 | 0 | 0 | 0 | 0 | 0 | 0 | 0 | 0 | 0 | 0 | 0 | 0 | 0
20031 | Transport allowance | 0 | 0 | 0 | 0 | 0 | 0 | 0 | 0 | 0 | 0 | 0 | 0 | 0 | 0
20032 | Housing allowance | 0 | 0 | 0 | 0 | 0 | 0 | 0 | 0 | 0 | 0 | 0 | 0 | 0 | 0
| Manager & Above | 0 | 0 | 0 | 0 | 0 | 0 | 0 | 0 | 0 |  |  |  |  | 0
| Asst Manager & Below | 0 | 0 | 0 | 0 | 0 | 0 | 0 | 0 | 0 |  |  |  |  | 0
20033 | Electricity allowance-cash | 0 | 0 | 0 | 0 | 0 | 0 | 0 | 0 | 0 | 0 | 0 | 0 | 0 | 0
| Managing Director / CEO (EG1) | 0 | 0 | 0 | 0 | 0 | 0 | 0 | 0 | 0 | 0 | 0 | 0 | 0 | 0
| Executive Director (EG2) | 0 | 0 | 0 | 0 | 0 | 0 | 0 | 0 | 0 | 0 | 0 | 0 | 0 | 0
| General Manager (EG3) | 0 | 0 | 0 | 0 | 0 | 0 | 0 | 0 | 0 | 0 | 0 | 0 | 0 | 0
| Assistant General Manager (SM1) | 0 | 0 | 0 | 0 | 0 | 0 | 0 | 0 | 0 | 0 | 0 | 0 | 0 | 0
| Principal Manager (SM2) | 0 | 0 | 0 | 0 | 0 | 0 | 0 | 0 | 0 | 0 | 0 | 0 | 0 | 0
| Senior Manager (SM3) | 0 | 0 | 0 | 0 | 0 | 0 | 0 | 0 | 0 | 0 | 0 | 0 | 0 | 0
| Manager (MM1) | 0 | 0 | 0 | 0 | 0 | 0 | 0 | 0 | 0 | 0 | 0 | 0 | 0 | 0
| Assistant Manager (MM3) | 0 | 0 | 0 | 0 | 0 | 0 | 0 | 0 | 0 | 0 | 0 | 0 | 0 | 0
| Officer I (SS1) | 0 | 0 | 0 | 0 | 0 | 0 | 0 | 0 | 0 | 0 | 0 | 0 | 0 | 0
| Officer II (SS2) | 0 | 0 | 0 | 0 | 0 | 0 | 0 | 0 | 0 | 0 | 0 | 0 | 0 | 0
| Officer III (SS3) | 0 | 0 | 0 | 0 | 0 | 0 | 0 | 0 | 0 | 0 | 0 | 0 | 0 | 0
| Officer IV (SS4) | 0 | 0 | 0 | 0 | 0 | 0 | 0 | 0 | 0 | 0 | 0 | 0 | 0 | 0
| Staff I (JS1) | 0 | 0 | 0 | 0 | 0 | 0 | 0 | 0 | 0 | 0 | 0 | 0 | 0 | 0
| Staff II (JS2) | 0 | 0 | 0 | 0 | 0 | 0 | 0 | 0 | 0 | 0 | 0 | 0 | 0 | 0
| Staff III (JS3) | 0 | 0 | 0 | 0 | 0 | 0 | 0 | 0 | 0 | 0 | 0 | 0 | 0 | 0
| Staff IV (JS4) | 0 | 0 | 0 | 0 | 0 | 0 | 0 | 0 | 0 | 0 | 0 | 0 | 0 | 0
| Staff V (JS5) | 0 | 0 | 0 | 0 | 0 | 0 | 0 | 0 | 0 | 0 | 0 | 0 | 0 | 0
20034 | Electricity Allowance - Non Cash | 0 | 0 | 0 | 0 | 0 | 0 | 0 | 0 | 0 | 0 | 0 | 0 | 0 | 0
20035 | Non-accidence bonus (Drivers Only) | 203769.9594 | 101884.9797 | 101884.9797 | 407539.9188 | 0 | 0 | 0 | 611309.8782 | 224146.9553 | 493123.3017 | 0 | 0 | 0 | 717270.2571
| Officer I (SS1) | 0 | 0 | 0 | 0 | 0 | 0 | 0 | 0 | 0 | 0 | 0 | 0 | 0 | 0
| Officer II (SS2) | 73921.9194 | 36960.9597 | 36960.9597 | 147843.8388 | 0 | 0 | 0 | 221765.7582 | 81314.1113 | 178891.0449 | 0 | 0 | 0 | 260205.1563
| Officer III (SS3) | 0 | 0 | 0 | 0 | 0 | 0 | 0 | 0 | 0 | 0 | 0 | 0 | 0 | 0
| Officer IV (SS4) | 0 | 0 | 0 | 0 | 0 | 0 | 0 | 0 | 0 | 0 | 0 | 0 | 0 | 0
| Staff I (JS1) | 0 | 0 | 0 | 0 | 0 | 0 | 0 | 0 | 0 | 0 | 0 | 0 | 0 | 0
| Staff II (JS2) | 0 | 0 | 0 | 0 | 0 | 0 | 0 | 0 | 0 | 0 | 0 | 0 | 0 | 0
| Staff III (JS3) | 129848.04 | 64924.02 | 64924.02 | 259696.08 | 0 | 0 | 0 | 389544.12 | 142832.844 | 314232.2568 | 0 | 0 | 0 | 457065.1008
| Staff IV (JS4) | 0 | 0 | 0 | 0 | 0 | 0 | 0 | 0 | 0 | 0 | 0 | 0 | 0 | 0
| Staff V (JS5) | 0 | 0 | 0 | 0 | 0 | 0 | 0 | 0 | 0 | 0 | 0 | 0 | 0 | 0
20036 | Leave grant | 0 | 0 | 0 | 0 | 0 | 0 | 0 | 0 | 0 | 0 | 0 | 0 | 0 | 0
20037 | Tools allowance | 0 | 0 | 0 | 0 | 0 | 0 | 0 | 0 | 0 | 0 | 0 | 0 | 0 | 0
20038 | Meal subsidy | 0 | 0 | 0 | 0 | 0 | 0 | 0 | 0 | 0 | 0 | 0 | 0 | 0 | 0
| Managing Director / CEO (EG1) | 0 | 0 | 0 | 0 | 0 | 0 | 0 | 0 | 0 | 0 | 0 | 0 | 0 | 0
| Executive Director (EG2) | 0 | 0 | 0 | 0 | 0 | 0 | 0 | 0 | 0 | 0 | 0 | 0 | 0 | 0
| General Manager (EG3) | 0 | 0 | 0 | 0 | 0 | 0 | 0 | 0 | 0 | 0 | 0 | 0 | 0 | 0
| Assistant General Manager (SM1) | 0 | 0 | 0 | 0 | 0 | 0 | 0 | 0 | 0 | 0 | 0 | 0 | 0 | 0
| Principal Manager (SM2) | 0 | 0 | 0 | 0 | 0 | 0 | 0 | 0 | 0 | 0 | 0 | 0 | 0 | 0
| Senior Manager (SM3) | 0 | 0 | 0 | 0 | 0 | 0 | 0 | 0 | 0 | 0 | 0 | 0 | 0 | 0
| Manager (MM1) | 0 | 0 | 0 | 0 | 0 | 0 | 0 | 0 | 0 | 0 | 0 | 0 | 0 | 0
| Assistant Manager (MM3) | 0 | 0 | 0 | 0 | 0 | 0 | 0 | 0 | 0 | 0 | 0 | 0 | 0 | 0
| Officer I (SS1) | 0 | 0 | 0 | 0 | 0 | 0 | 0 | 0 | 0 | 0 | 0 | 0 | 0 | 0
| Officer II (SS2) | 0 | 0 | 0 | 0 | 0 | 0 | 0 | 0 | 0 | 0 | 0 | 0 | 0 | 0
| Officer III (SS3) | 0 | 0 | 0 | 0 | 0 | 0 | 0 | 0 | 0 | 0 | 0 | 0 | 0 | 0
| Officer IV (SS4) | 0 | 0 | 0 | 0 | 0 | 0 | 0 | 0 | 0 | 0 | 0 | 0 | 0 | 0
| Staff I (JS1) | 0 | 0 | 0 | 0 | 0 | 0 | 0 | 0 | 0 | 0 | 0 | 0 | 0 | 0
| Staff II (JS2) | 0 | 0 | 0 | 0 | 0 | 0 | 0 | 0 | 0 | 0 | 0 | 0 | 0 | 0
| Staff III (JS3) | 0 | 0 | 0 | 0 | 0 | 0 | 0 | 0 | 0 | 0 | 0 | 0 | 0 | 0
| Staff IV (JS4) | 0 | 0 | 0 | 0 | 0 | 0 | 0 | 0 | 0 | 0 | 0 | 0 | 0 | 0
| Staff V (JS5) | 0 | 0 | 0 | 0 | 0 | 0 | 0 | 0 | 0 | 0 | 0 | 0 | 0 | 0
20039 | Entertainment allowance | 0 | 0 | 0 | 0 | 0 | 0 | 0 | 0 | 0 | 0 | 0 | 0 | 0 | 0
| Managing Director / CEO (EG1) | 0 | 0 | 0 | 0 | 0 | 0 | 0 | 0 | 0 | 0 | 0 | 0 | 0 | 0
| Executive Director (EG2) | 0 | 0 | 0 | 0 | 0 | 0 | 0 | 0 | 0 | 0 | 0 | 0 | 0 | 0
| General Manager (EG3) | 0 | 0 | 0 | 0 | 0 | 0 | 0 | 0 | 0 | 0 | 0 | 0 | 0 | 0
| Assistant General Manager (SM1) | 0 | 0 | 0 | 0 | 0 | 0 | 0 | 0 | 0 | 0 | 0 | 0 | 0 | 0
| Principal Manager (SM2) | 0 | 0 | 0 | 0 | 0 | 0 | 0 | 0 | 0 | 0 | 0 | 0 | 0 | 0
| Senior Manager (SM3) | 0 | 0 | 0 | 0 | 0 | 0 | 0 | 0 | 0 | 0 | 0 | 0 | 0 | 0
20040 | Utility allowance | 0 | 0 | 0 | 0 | 0 | 0 | 0 | 0 | 0 | 0 | 0 | 0 | 0 | 0
20041 | Productivity bonus | 0 | 0 | 0 | 0 | 0 | 0 | 0 | 0 | 0 | 0 | 0 | 0 | 0 | 0
20042 | Domestic servant allowance | 0 | 0 | 0 | 0 | 0 | 0 | 0 | 0 | 0 | 0 | 0 | 0 | 0 | 0
| Managing Director / CEO (EG1) | 0 | 0 | 0 | 0 | 0 | 0 | 0 | 0 | 0 | 0 | 0 | 0 | 0 | 0
| Executive Director (EG2) | 0 | 0 | 0 | 0 | 0 | 0 | 0 | 0 | 0 | 0 | 0 | 0 | 0 | 0
| General Manager (EG3) | 0 | 0 | 0 | 0 | 0 | 0 | 0 | 0 | 0 | 0 | 0 | 0 | 0 | 0
| Assistant General Manager (SM1) | 0 | 0 | 0 | 0 | 0 | 0 | 0 | 0 | 0 | 0 | 0 | 0 | 0 | 0
| Principal Manager (SM2) | 0 | 0 | 0 | 0 | 0 | 0 | 0 | 0 | 0 | 0 | 0 | 0 | 0 | 0
| Senior Manager (SM3) | 0 | 0 | 0 | 0 | 0 | 0 | 0 | 0 | 0 | 0 | 0 | 0 | 0 | 0
20045 | Hazard allowance | 0 | 0 | 0 | 0 | 0 | 0 | 0 | 0 | 0 | 0 | 0 | 0 | 0 | 0
20046 | Power/Transmission all'ce | 0 | 0 | 0 | 0 | 0 | 0 | 0 | 0 | 0 | 0 | 0 | 0 | 0 | 0
20047 | Turn around maintenance | 0 | 0 | 0 | 0 | 0 | 0 | 0 | 0 | 0 | 0 | 0 | 0 | 0 | 0
20049 | Furniture Allowance | 0 | 0 | 0 | 0 | 0 | 0 | 0 | 0 | 0 | 0 | 0 | 0 | 0 | 0

## SO-PH
[10 empty] | 1 | 2 | 3 | 4 | 5
A/C Codes | Description | 2013 Constant Prices | [7 empty] | Nominal Prices
|  | 2014 | 2014 H1 | 2014 H2 | 2015 | 2016 | 2017 | 2018 | TOTAL | 2014 | 2015 | 2016 | 2017 | 2018 | TOTAL
TOTAL |  | 0 | 0 | 0 | 0 | 0 | 0 | 0 | 0 | 0 | 0 | 0 | 0 | 0
20001 | Basic salary | 0 | 0 | 0 | 0 | 0 | 0 | 0 | 0 | 0 | 0 | 0 | 0 | 0 | 0
| Managing Director / CEO (EG1) | 0 | 0 | 0 | 0 | 0 | 0 | 0 | 0 | 0 | 0 |  |  |  | 0
| Executive Director (EG2) | 0 | 0 | 0 | 0 | 0 | 0 | 0 | 0 | 0 | 0 | 0 | 0 | 0 | 0
| General Manager (EG3) | 0 | 0 | 0 | 0 | 0 | 0 | 0 | 0 | 0 | 0 | 0 | 0 | 0 | 0
| Assistant General Manager (SM1) | 0 | 0 | 0 | 0 | 0 | 0 | 0 | 0 | 0 | 0 | 0 | 0 | 0 | 0
| Principal Manager (SM2) | 0 | 0 | 0 | 0 | 0 | 0 | 0 | 0 | 0 | 0 | 0 | 0 | 0 | 0
| Senior Manager (SM3) | 0 | 0 | 0 | 0 | 0 | 0 | 0 | 0 | 0 | 0 | 0 | 0 | 0 | 0
| Manager (MM1) | 0 | 0 | 0 | 0 | 0 | 0 | 0 | 0 | 0 | 0 | 0 | 0 | 0 | 0
| Assistant Manager (MM3) | 0 | 0 | 0 | 0 | 0 | 0 | 0 | 0 | 0 | 0 | 0 | 0 | 0 | 0
| Officer I (SS1) | 0 | 0 | 0 | 0 | 0 | 0 | 0 | 0 | 0 | 0 | 0 | 0 | 0 | 0
| Officer II (SS2) | 0 | 0 | 0 | 0 | 0 | 0 | 0 | 0 | 0 | 0 | 0 | 0 | 0 | 0
| Officer III (SS3) | 0 | 0 | 0 | 0 | 0 | 0 | 0 | 0 | 0 | 0 | 0 | 0 | 0 | 0
| Officer IV (SS4) | 0 | 0 | 0 | 0 | 0 | 0 | 0 | 0 | 0 | 0 | 0 | 0 | 0 | 0
| Staff I (JS1) | 0 | 0 | 0 | 0 | 0 | 0 | 0 | 0 | 0 | 0 | 0 | 0 | 0 | 0
| Staff II (JS2) | 0 | 0 | 0 | 0 | 0 | 0 | 0 | 0 | 0 | 0 | 0 | 0 | 0 | 0
| Staff III (JS3) | 0 | 0 | 0 | 0 | 0 | 0 | 0 | 0 | 0 | 0 | 0 | 0 | 0 | 0
| Staff IV (JS4) | 0 | 0 | 0 | 0 | 0 | 0 | 0 | 0 | 0 | 0 | 0 | 0 | 0 | 0
| Staff V (JS5) | 0 | 0 | 0 | 0 | 0 | 0 | 0 | 0 | 0 | 0 | 0 | 0 | 0 | 0
20003 | Salary Consolidation | 0 | 0 | 0 | 0 | 0 | 0 | 0 | 0 | 0 | 0 | 0 | 0 | 0 | 0
| Pension Benefits | 0 | 0 | 0 | 0 | 0 | 0 | 0 | 0 | 0 | 0 | 0 | 0 | 0 | 0
| Provision for Medical | 0 | 0 | 0 | 0 | 0 | 0 | 0 | 0 | 0 | 0 | 0 | 0 | 0 | 0
| Provision for ITF | 0 | 0 | 0 | 0 | 0 | 0 | 0 | 0 | 0 | 0 | 0 | 0 | 0 | 0
| Senior Manager (SM3) and above | 0 | 0 | 0 | 0 | 0 | 0 | 0 | 0 | 0 | 0 | 0 | 0 | 0 | 0
| Officer III (SS3) to Manager (MM1) | 0 | 0 | 0 | 0 | 0 | 0 | 0 | 0 | 0 | 0 | 0 | 0 | 0 | 0
| Officer IV (SS4) and below | 0 | 0 | 0 | 0 | 0 | 0 | 0 | 0 | 0 | 0 | 0 | 0 | 0 | 0
20004 | Overtime (JS5 to SS4) | 0 | 0 | 0 | 0 | 0 | 0 | 0 | 0 | 0 | 0 | 0 | 0 | 0 | 0
20005 | Extra duty allowance (SS3 to MM1) | 0 | 0 | 0 | 0 | 0 | 0 | 0 | 0 | 0 | 0 | 0 | 0 | 0 | 0
20006 | Shift allowance | 0 | 0 | 0 | 0 | 0 | 0 | 0 | 0 | 0 | 0 | 0 | 0 | 0 | 0
20008 | Contract Pay/Allowance Non-Expatriate | 0 | 0 | 0 | 0 | 0 | 0 | 0 | 0 | 0 | 0 | 0 | 0 | 0 | 0
20009 | On-call allowance | 0 | 0 | 0 | 0 | 0 | 0 | 0 | 0 | 0 | 0 | 0 | 0 | 0 | 0
20010 | Salary Arrears | 0 | 0 | 0 | 0 | 0 | 0 | 0 | 0 | 0 | 0 | 0 | 0 | 0 | 0
20013 | Leave Commuted to Cash | 0 | 0 | 0 | 0 | 0 | 0 | 0 | 0 | 0 | 0 | 0 | 0 | 0 | 0
20031 | Transport allowance | 0 | 0 | 0 | 0 | 0 | 0 | 0 | 0 | 0 | 0 | 0 | 0 | 0 | 0
20032 | Housing allowance | 0 | 0 | 0 | 0 | 0 | 0 | 0 | 0 | 0 | 0 | 0 | 0 | 0 | 0
| Manager & Above | 0 | 0 | 0 | 0 | 0 | 0 | 0 | 0 | 0 |  |  |  |  | 0
| Asst Manager & Below | 0 | 0 | 0 | 0 | 0 | 0 | 0 | 0 | 0 |  |  |  |  | 0
20033 | Electricity allowance-cash | 0 | 0 | 0 | 0 | 0 | 0 | 0 | 0 | 0 | 0 | 0 | 0 | 0 | 0
| Managing Director / CEO (EG1) | 0 | 0 | 0 | 0 | 0 | 0 | 0 | 0 | 0 | 0 | 0 | 0 | 0 | 0
| Executive Director (EG2) | 0 | 0 | 0 | 0 | 0 | 0 | 0 | 0 | 0 | 0 | 0 | 0 | 0 | 0
| General Manager (EG3) | 0 | 0 | 0 | 0 | 0 | 0 | 0 | 0 | 0 | 0 | 0 | 0 | 0 | 0
| Assistant General Manager (SM1) | 0 | 0 | 0 | 0 | 0 | 0 | 0 | 0 | 0 | 0 | 0 | 0 | 0 | 0
| Principal Manager (SM2) | 0 | 0 | 0 | 0 | 0 | 0 | 0 | 0 | 0 | 0 | 0 | 0 | 0 | 0
| Senior Manager (SM3) | 0 | 0 | 0 | 0 | 0 | 0 | 0 | 0 | 0 | 0 | 0 | 0 | 0 | 0
| Manager (MM1) | 0 | 0 | 0 | 0 | 0 | 0 | 0 | 0 | 0 | 0 | 0 | 0 | 0 | 0
| Assistant Manager (MM3) | 0 | 0 | 0 | 0 | 0 | 0 | 0 | 0 | 0 | 0 | 0 | 0 | 0 | 0
| Officer I (SS1) | 0 | 0 | 0 | 0 | 0 | 0 | 0 | 0 | 0 | 0 | 0 | 0 | 0 | 0
| Officer II (SS2) | 0 | 0 | 0 | 0 | 0 | 0 | 0 | 0 | 0 | 0 | 0 | 0 | 0 | 0
| Officer III (SS3) | 0 | 0 | 0 | 0 | 0 | 0 | 0 | 0 | 0 | 0 | 0 | 0 | 0 | 0
| Officer IV (SS4) | 0 | 0 | 0 | 0 | 0 | 0 | 0 | 0 | 0 | 0 | 0 | 0 | 0 | 0
| Staff I (JS1) | 0 | 0 | 0 | 0 | 0 | 0 | 0 | 0 | 0 | 0 | 0 | 0 | 0 | 0
| Staff II (JS2) | 0 | 0 | 0 | 0 | 0 | 0 | 0 | 0 | 0 | 0 | 0 | 0 | 0 | 0
| Staff III (JS3) | 0 | 0 | 0 | 0 | 0 | 0 | 0 | 0 | 0 | 0 | 0 | 0 | 0 | 0
| Staff IV (JS4) | 0 | 0 | 0 | 0 | 0 | 0 | 0 | 0 | 0 | 0 | 0 | 0 | 0 | 0
| Staff V (JS5) | 0 | 0 | 0 | 0 | 0 | 0 | 0 | 0 | 0 | 0 | 0 | 0 | 0 | 0
20034 | Electricity Allowance - Non Cash | 0 | 0 | 0 | 0 | 0 | 0 | 0 | 0 | 0 | 0 | 0 | 0 | 0 | 0
20035 | Non-accidence bonus (Drivers Only) | 0 | 0 | 0 | 0 | 0 | 0 | 0 | 0 | 0 | 0 | 0 | 0 | 0 | 0
| Officer I (SS1) | 0 | 0 | 0 | 0 | 0 | 0 | 0 | 0 | 0 | 0 | 0 | 0 | 0 | 0
| Officer II (SS2) | 0 | 0 | 0 | 0 | 0 | 0 | 0 | 0 | 0 | 0 | 0 | 0 | 0 | 0
| Officer III (SS3) | 0 | 0 | 0 | 0 | 0 | 0 | 0 | 0 | 0 | 0 | 0 | 0 | 0 | 0
| Officer IV (SS4) | 0 | 0 | 0 | 0 | 0 | 0 | 0 | 0 | 0 | 0 | 0 | 0 | 0 | 0
| Staff I (JS1) | 0 | 0 | 0 | 0 | 0 | 0 | 0 | 0 | 0 | 0 | 0 | 0 | 0 | 0
| Staff II (JS2) | 0 | 0 | 0 | 0 | 0 | 0 | 0 | 0 | 0 | 0 | 0 | 0 | 0 | 0
| Staff III (JS3) | 0 | 0 | 0 | 0 | 0 | 0 | 0 | 0 | 0 | 0 | 0 | 0 | 0 | 0
| Staff IV (JS4) | 0 | 0 | 0 | 0 | 0 | 0 | 0 | 0 | 0 | 0 | 0 | 0 | 0 | 0
| Staff V (JS5) | 0 | 0 | 0 | 0 | 0 | 0 | 0 | 0 | 0 | 0 | 0 | 0 | 0 | 0
20036 | Leave grant | 0 | 0 | 0 | 0 | 0 | 0 | 0 | 0 | 0 | 0 | 0 | 0 | 0 | 0
20037 | Tools allowance | 0 | 0 | 0 | 0 | 0 | 0 | 0 | 0 | 0 | 0 | 0 | 0 | 0 | 0
20038 | Meal subsidy | 0 | 0 | 0 | 0 | 0 | 0 | 0 | 0 | 0 | 0 | 0 | 0 | 0 | 0
| Managing Director / CEO (EG1) | 0 | 0 | 0 | 0 | 0 | 0 | 0 | 0 | 0 | 0 | 0 | 0 | 0 | 0
| Executive Director (EG2) | 0 | 0 | 0 | 0 | 0 | 0 | 0 | 0 | 0 | 0 | 0 | 0 | 0 | 0
| General Manager (EG3) | 0 | 0 | 0 | 0 | 0 | 0 | 0 | 0 | 0 | 0 | 0 | 0 | 0 | 0
| Assistant General Manager (SM1) | 0 | 0 | 0 | 0 | 0 | 0 | 0 | 0 | 0 | 0 | 0 | 0 | 0 | 0
| Principal Manager (SM2) | 0 | 0 | 0 | 0 | 0 | 0 | 0 | 0 | 0 | 0 | 0 | 0 | 0 | 0
| Senior Manager (SM3) | 0 | 0 | 0 | 0 | 0 | 0 | 0 | 0 | 0 | 0 | 0 | 0 | 0 | 0
| Manager (MM1) | 0 | 0 | 0 | 0 | 0 | 0 | 0 | 0 | 0 | 0 | 0 | 0 | 0 | 0
| Assistant Manager (MM3) | 0 | 0 | 0 | 0 | 0 | 0 | 0 | 0 | 0 | 0 | 0 | 0 | 0 | 0
| Officer I (SS1) | 0 | 0 | 0 | 0 | 0 | 0 | 0 | 0 | 0 | 0 | 0 | 0 | 0 | 0
| Officer II (SS2) | 0 | 0 | 0 | 0 | 0 | 0 | 0 | 0 | 0 | 0 | 0 | 0 | 0 | 0
| Officer III (SS3) | 0 | 0 | 0 | 0 | 0 | 0 | 0 | 0 | 0 | 0 | 0 | 0 | 0 | 0
| Officer IV (SS4) | 0 | 0 | 0 | 0 | 0 | 0 | 0 | 0 | 0 | 0 | 0 | 0 | 0 | 0
| Staff I (JS1) | 0 | 0 | 0 | 0 | 0 | 0 | 0 | 0 | 0 | 0 | 0 | 0 | 0 | 0
| Staff II (JS2) | 0 | 0 | 0 | 0 | 0 | 0 | 0 | 0 | 0 | 0 | 0 | 0 | 0 | 0
| Staff III (JS3) | 0 | 0 | 0 | 0 | 0 | 0 | 0 | 0 | 0 | 0 | 0 | 0 | 0 | 0
| Staff IV (JS4) | 0 | 0 | 0 | 0 | 0 | 0 | 0 | 0 | 0 | 0 | 0 | 0 | 0 | 0
| Staff V (JS5) | 0 | 0 | 0 | 0 | 0 | 0 | 0 | 0 | 0 | 0 | 0 | 0 | 0 | 0
20039 | Entertainment allowance | 0 | 0 | 0 | 0 | 0 | 0 | 0 | 0 | 0 | 0 | 0 | 0 | 0 | 0
| Managing Director / CEO (EG1) | 0 | 0 | 0 | 0 | 0 | 0 | 0 | 0 | 0 | 0 | 0 | 0 | 0 | 0
| Executive Director (EG2) | 0 | 0 | 0 | 0 | 0 | 0 | 0 | 0 | 0 | 0 | 0 | 0 | 0 | 0
| General Manager (EG3) | 0 | 0 | 0 | 0 | 0 | 0 | 0 | 0 | 0 | 0 | 0 | 0 | 0 | 0
| Assistant General Manager (SM1) | 0 | 0 | 0 | 0 | 0 | 0 | 0 | 0 | 0 | 0 | 0 | 0 | 0 | 0
| Principal Manager (SM2) | 0 | 0 | 0 | 0 | 0 | 0 | 0 | 0 | 0 | 0 | 0 | 0 | 0 | 0
| Senior Manager (SM3) | 0 | 0 | 0 | 0 | 0 | 0 | 0 | 0 | 0 | 0 | 0 | 0 | 0 | 0
20040 | Utility allowance | 0 | 0 | 0 | 0 | 0 | 0 | 0 | 0 | 0 | 0 | 0 | 0 | 0 | 0
20041 | Productivity bonus | 0 | 0 | 0 | 0 | 0 | 0 | 0 | 0 | 0 | 0 | 0 | 0 | 0 | 0
20042 | Domestic servant allowance | 0 | 0 | 0 | 0 | 0 | 0 | 0 | 0 | 0 | 0 | 0 | 0 | 0 | 0
| Managing Director / CEO (EG1) | 0 | 0 | 0 | 0 | 0 | 0 | 0 | 0 | 0 | 0 | 0 | 0 | 0 | 0
| Executive Director (EG2) | 0 | 0 | 0 | 0 | 0 | 0 | 0 | 0 | 0 | 0 | 0 | 0 | 0 | 0
| General Manager (EG3) | 0 | 0 | 0 | 0 | 0 | 0 | 0 | 0 | 0 | 0 | 0 | 0 | 0 | 0
| Assistant General Manager (SM1) | 0 | 0 | 0 | 0 | 0 | 0 | 0 | 0 | 0 | 0 | 0 | 0 | 0 | 0
| Principal Manager (SM2) | 0 | 0 | 0 | 0 | 0 | 0 | 0 | 0 | 0 | 0 | 0 | 0 | 0 | 0
| Senior Manager (SM3) | 0 | 0 | 0 | 0 | 0 | 0 | 0 | 0 | 0 | 0 | 0 | 0 | 0 | 0
20045 | Hazard allowance | 0 | 0 | 0 | 0 | 0 | 0 | 0 | 0 | 0 | 0 | 0 | 0 | 0 | 0
20046 | Power/Transmission all'ce | 0 | 0 | 0 | 0 | 0 | 0 | 0 | 0 | 0 | 0 | 0 | 0 | 0 | 0
20047 | Turn around maintenance | 0 | 0 | 0 | 0 | 0 | 0 | 0 | 0 | 0 | 0 | 0 | 0 | 0 | 0
20049 | Furniture Allowance | 0 | 0 | 0 | 0 | 0 | 0 | 0 | 0 | 0 | 0 | 0 | 0 | 0 | 0

## SO-SH
|  | 2013 Constant Prices | [7 empty] | 1 | 2 | 3 | 4 | 5
A/C Codes | Description | [8 empty] | Nominal Prices
|  | 2014 | 2014 H1 | 2014 H2 | 2015 | 2016 | 2017 | 2018 | TOTAL | 2014 | 2015 | 2016 | 2017 | 2018 | TOTAL
TOTAL |  | 351187.9686 | 175593.9843 | 175593.9843 | 702375.9372 | 0 | 0 | 0 | 1053563.9058 | 386306.7655 | 849874.884 | 0 | 0 | 0
20001 | Basic salary | 0 | 0 | 0 | 0 | 0 | 0 | 0 | 0 | 0 | 0 | 0 | 0 | 0 | 0
| Managing Director / CEO (EG1) | 0 | 0 | 0 | 0 | 0 | 0 | 0 | 0 | 0 | 0 |  |  |  | 0
| Executive Director (EG2) | 0 | 0 | 0 | 0 | 0 | 0 | 0 | 0 | 0 | 0 | 0 | 0 | 0 | 0
| General Manager (EG3) | 0 | 0 | 0 | 0 | 0 | 0 | 0 | 0 | 0 | 0 | 0 | 0 | 0 | 0
| Assistant General Manager (SM1) | 0 | 0 | 0 | 0 | 0 | 0 | 0 | 0 | 0 | 0 | 0 | 0 | 0 | 0
| Principal Manager (SM2) | 0 | 0 | 0 | 0 | 0 | 0 | 0 | 0 | 0 | 0 | 0 | 0 | 0 | 0
| Senior Manager (SM3) | 0 | 0 | 0 | 0 | 0 | 0 | 0 | 0 | 0 | 0 | 0 | 0 | 0 | 0
| Manager (MM1) | 0 | 0 | 0 | 0 | 0 | 0 | 0 | 0 | 0 | 0 | 0 | 0 | 0 | 0
| Assistant Manager (MM3) | 0 | 0 | 0 | 0 | 0 | 0 | 0 | 0 | 0 | 0 | 0 | 0 | 0 | 0
| Officer I (SS1) | 0 | 0 | 0 | 0 | 0 | 0 | 0 | 0 | 0 | 0 | 0 | 0 | 0 | 0
| Officer II (SS2) | 0 | 0 | 0 | 0 | 0 | 0 | 0 | 0 | 0 | 0 | 0 | 0 | 0 | 0
| Officer III (SS3) | 0 | 0 | 0 | 0 | 0 | 0 | 0 | 0 | 0 | 0 | 0 | 0 | 0 | 0
| Officer IV (SS4) | 0 | 0 | 0 | 0 | 0 | 0 | 0 | 0 | 0 | 0 | 0 | 0 | 0 | 0
| Staff I (JS1) | 0 | 0 | 0 | 0 | 0 | 0 | 0 | 0 | 0 | 0 | 0 | 0 | 0 | 0
| Staff II (JS2) | 0 | 0 | 0 | 0 | 0 | 0 | 0 | 0 | 0 | 0 | 0 | 0 | 0 | 0
| Staff III (JS3) | 0 | 0 | 0 | 0 | 0 | 0 | 0 | 0 | 0 | 0 | 0 | 0 | 0 | 0
| Staff IV (JS4) | 0 | 0 | 0 | 0 | 0 | 0 | 0 | 0 | 0 | 0 | 0 | 0 | 0 | 0
| Staff V (JS5) | 0 | 0 | 0 | 0 | 0 | 0 | 0 | 0 | 0 | 0 | 0 | 0 | 0 | 0
20003 | Salary Consolidation | 0 | 0 | 0 | 0 | 0 | 0 | 0 | 0 | 0 | 0 | 0 | 0 | 0 | 0
| Pension Benefits | 0 | 0 | 0 | 0 | 0 | 0 | 0 | 0 | 0 | 0 | 0 | 0 | 0 | 0
| Provision for Medical | 0 | 0 | 0 | 0 | 0 | 0 | 0 | 0 | 0 | 0 | 0 | 0 | 0 | 0
| Provision for ITF | 0 | 0 | 0 | 0 | 0 | 0 | 0 | 0 | 0 | 0 | 0 | 0 | 0 | 0
| Senior Manager (SM3) and above | 0 | 0 | 0 | 0 | 0 | 0 | 0 | 0 | 0 | 0 | 0 | 0 | 0 | 0
| Officer III (SS3) to Manager (MM1) | 0 | 0 | 0 | 0 | 0 | 0 | 0 | 0 | 0 | 0 | 0 | 0 | 0 | 0
| Officer IV (SS4) and below | 0 | 0 | 0 | 0 | 0 | 0 | 0 | 0 | 0 | 0 | 0 | 0 | 0 | 0
20004 | Overtime (JS5 to SS4) | 0 | 0 | 0 | 0 | 0 | 0 | 0 | 0 | 0 | 0 | 0 | 0 | 0 | 0
20005 | Extra duty allowance (SS3 to MM1) | 0 | 0 | 0 | 0 | 0 | 0 | 0 | 0 | 0 | 0 | 0 | 0 | 0 | 0
20006 | Shift allowance | 0 | 0 | 0 | 0 | 0 | 0 | 0 | 0 | 0 | 0 | 0 | 0 | 0 | 0
20008 | Contract Pay/Allowance Non-Expatriate | 0 | 0 | 0 | 0 | 0 | 0 | 0 | 0 | 0 | 0 | 0 | 0 | 0 | 0
20009 | On-call allowance | 0 | 0 | 0 | 0 | 0 | 0 | 0 | 0 | 0 | 0 | 0 | 0 | 0 | 0
20010 | Salary Arrears | 0 | 0 | 0 | 0 | 0 | 0 | 0 | 0 | 0 | 0 | 0 | 0 | 0 | 0
20013 | Leave Commuted to Cash | 0 | 0 | 0 | 0 | 0 | 0 | 0 | 0 | 0 | 0 | 0 | 0 | 0 | 0
20031 | Transport allowance | 0 | 0 | 0 | 0 | 0 | 0 | 0 | 0 | 0 | 0 | 0 | 0 | 0 | 0
20032 | Housing allowance | 0 | 0 | 0 | 0 | 0 | 0 | 0 | 0 | 0 | 0 | 0 | 0 | 0 | 0
| Manager & Above | 0 | 0 | 0 | 0 | 0 | 0 | 0 | 0 | 0 |  |  |  |  | 0
| Asst Manager & Below | 0 | 0 | 0 | 0 | 0 | 0 | 0 | 0 | 0 |  |  |  |  | 0
20033 | Electricity allowance-cash | 0 | 0 | 0 | 0 | 0 | 0 | 0 | 0 | 0 | 0 | 0 | 0 | 0 | 0
| Managing Director / CEO (EG1) | 0 | 0 | 0 | 0 | 0 | 0 | 0 | 0 | 0 | 0 | 0 | 0 | 0 | 0
| Executive Director (EG2) | 0 | 0 | 0 | 0 | 0 | 0 | 0 | 0 | 0 | 0 | 0 | 0 | 0 | 0
| General Manager (EG3) | 0 | 0 | 0 | 0 | 0 | 0 | 0 | 0 | 0 | 0 | 0 | 0 | 0 | 0
| Assistant General Manager (SM1) | 0 | 0 | 0 | 0 | 0 | 0 | 0 | 0 | 0 | 0 | 0 | 0 | 0 | 0
| Principal Manager (SM2) | 0 | 0 | 0 | 0 | 0 | 0 | 0 | 0 | 0 | 0 | 0 | 0 | 0 | 0
| Senior Manager (SM3) | 0 | 0 | 0 | 0 | 0 | 0 | 0 | 0 | 0 | 0 | 0 | 0 | 0 | 0
| Manager (MM1) | 0 | 0 | 0 | 0 | 0 | 0 | 0 | 0 | 0 | 0 | 0 | 0 | 0 | 0
| Assistant Manager (MM3) | 0 | 0 | 0 | 0 | 0 | 0 | 0 | 0 | 0 | 0 | 0 | 0 | 0 | 0
| Officer I (SS1) | 0 | 0 | 0 | 0 | 0 | 0 | 0 | 0 | 0 | 0 | 0 | 0 | 0 | 0
| Officer II (SS2) | 0 | 0 | 0 | 0 | 0 | 0 | 0 | 0 | 0 | 0 | 0 | 0 | 0 | 0
| Officer III (SS3) | 0 | 0 | 0 | 0 | 0 | 0 | 0 | 0 | 0 | 0 | 0 | 0 | 0 | 0
| Officer IV (SS4) | 0 | 0 | 0 | 0 | 0 | 0 | 0 | 0 | 0 | 0 | 0 | 0 | 0 | 0
| Staff I (JS1) | 0 | 0 | 0 | 0 | 0 | 0 | 0 | 0 | 0 | 0 | 0 | 0 | 0 | 0
| Staff II (JS2) | 0 | 0 | 0 | 0 | 0 | 0 | 0 | 0 | 0 | 0 | 0 | 0 | 0 | 0
| Staff III (JS3) | 0 | 0 | 0 | 0 | 0 | 0 | 0 | 0 | 0 | 0 | 0 | 0 | 0 | 0
| Staff IV (JS4) | 0 | 0 | 0 | 0 | 0 | 0 | 0 | 0 | 0 | 0 | 0 | 0 | 0 | 0
| Staff V (JS5) | 0 | 0 | 0 | 0 | 0 | 0 | 0 | 0 | 0 | 0 | 0 | 0 | 0 | 0
20034 | Electricity Allowance - Non Cash | 0 | 0 | 0 | 0 | 0 | 0 | 0 | 0 | 0 | 0 | 0 | 0 | 0 | 0
20035 | Non-accidence bonus (Drivers Only) | 351187.9686 | 175593.9843 | 175593.9843 | 702375.9372 | 0 | 0 | 0 | 1053563.9058 | 386306.7655 | 849874.884 | 0 | 0 | 0 | 1236181.6495
| Officer I (SS1) | 0 | 0 | 0 | 0 | 0 | 0 | 0 | 0 | 0 | 0 | 0 | 0 | 0 | 0
| Officer II (SS2) | 73921.9194 | 36960.9597 | 36960.9597 | 147843.8388 | 0 | 0 | 0 | 221765.7582 | 81314.1113 | 178891.0449 | 0 | 0 | 0 | 260205.1563
| Officer III (SS3) | 115804.6596 | 57902.3298 | 57902.3298 | 231609.3192 | 0 | 0 | 0 | 347413.9788 | 127385.1256 | 280247.2762 | 0 | 0 | 0 | 407632.4018
| Officer IV (SS4) | 0 | 0 | 0 | 0 | 0 | 0 | 0 | 0 | 0 | 0 | 0 | 0 | 0 | 0
| Staff I (JS1) | 0 | 0 | 0 | 0 | 0 | 0 | 0 | 0 | 0 | 0 | 0 | 0 | 0 | 0
| Staff II (JS2) | 68966.4024 | 34483.2012 | 34483.2012 | 137932.8048 | 0 | 0 | 0 | 206899.2072 | 75863.0426 | 166898.6938 | 0 | 0 | 0 | 242761.7364
| Staff III (JS3) | 64924.02 | 32462.01 | 32462.01 | 129848.04 | 0 | 0 | 0 | 194772.06 | 71416.422 | 157116.1284 | 0 | 0 | 0 | 228532.5504
| Staff IV (JS4) | 27570.9672 | 13785.4836 | 13785.4836 | 55141.9344 | 0 | 0 | 0 | 82712.9016 | 30328.0639 | 66721.7406 | 0 | 0 | 0 | 97049.8045
| Staff V (JS5) | 0 | 0 | 0 | 0 | 0 | 0 | 0 | 0 | 0 | 0 | 0 | 0 | 0 | 0
20036 | Leave grant | 0 | 0 | 0 | 0 | 0 | 0 | 0 | 0 | 0 | 0 | 0 | 0 | 0 | 0
20037 | Tools allowance | 0 | 0 | 0 | 0 | 0 | 0 | 0 | 0 | 0 | 0 | 0 | 0 | 0 | 0
20038 | Meal subsidy | 0 | 0 | 0 | 0 | 0 | 0 | 0 | 0 | 0 | 0 | 0 | 0 | 0 | 0
| Managing Director / CEO (EG1) | 0 | 0 | 0 | 0 | 0 | 0 | 0 | 0 | 0 | 0 | 0 | 0 | 0 | 0
| Executive Director (EG2) | 0 | 0 | 0 | 0 | 0 | 0 | 0 | 0 | 0 | 0 | 0 | 0 | 0 | 0
| General Manager (EG3) | 0 | 0 | 0 | 0 | 0 | 0 | 0 | 0 | 0 | 0 | 0 | 0 | 0 | 0
| Assistant General Manager (SM1) | 0 | 0 | 0 | 0 | 0 | 0 | 0 | 0 | 0 | 0 | 0 | 0 | 0 | 0
| Principal Manager (SM2) | 0 | 0 | 0 | 0 | 0 | 0 | 0 | 0 | 0 | 0 | 0 | 0 | 0 | 0
| Senior Manager (SM3) | 0 | 0 | 0 | 0 | 0 | 0 | 0 | 0 | 0 | 0 | 0 | 0 | 0 | 0
| Manager (MM1) | 0 | 0 | 0 | 0 | 0 | 0 | 0 | 0 | 0 | 0 | 0 | 0 | 0 | 0
| Assistant Manager (MM3) | 0 | 0 | 0 | 0 | 0 | 0 | 0 | 0 | 0 | 0 | 0 | 0 | 0 | 0
| Officer I (SS1) | 0 | 0 | 0 | 0 | 0 | 0 | 0 | 0 | 0 | 0 | 0 | 0 | 0 | 0
| Officer II (SS2) | 0 | 0 | 0 | 0 | 0 | 0 | 0 | 0 | 0 | 0 | 0 | 0 | 0 | 0
| Officer III (SS3) | 0 | 0 | 0 | 0 | 0 | 0 | 0 | 0 | 0 | 0 | 0 | 0 | 0 | 0
| Officer IV (SS4) | 0 | 0 | 0 | 0 | 0 | 0 | 0 | 0 | 0 | 0 | 0 | 0 | 0 | 0
| Staff I (JS1) | 0 | 0 | 0 | 0 | 0 | 0 | 0 | 0 | 0 | 0 | 0 | 0 | 0 | 0
| Staff II (JS2) | 0 | 0 | 0 | 0 | 0 | 0 | 0 | 0 | 0 | 0 | 0 | 0 | 0 | 0
| Staff III (JS3) | 0 | 0 | 0 | 0 | 0 | 0 | 0 | 0 | 0 | 0 | 0 | 0 | 0 | 0
| Staff IV (JS4) | 0 | 0 | 0 | 0 | 0 | 0 | 0 | 0 | 0 | 0 | 0 | 0 | 0 | 0
| Staff V (JS5) | 0 | 0 | 0 | 0 | 0 | 0 | 0 | 0 | 0 | 0 | 0 | 0 | 0 | 0
20039 | Entertainment allowance | 0 | 0 | 0 | 0 | 0 | 0 | 0 | 0 | 0 | 0 | 0 | 0 | 0 | 0
| Managing Director / CEO (EG1) | 0 | 0 | 0 | 0 | 0 | 0 | 0 | 0 | 0 | 0 | 0 | 0 | 0 | 0
| Executive Director (EG2) | 0 | 0 | 0 | 0 | 0 | 0 | 0 | 0 | 0 | 0 | 0 | 0 | 0 | 0
| General Manager (EG3) | 0 | 0 | 0 | 0 | 0 | 0 | 0 | 0 | 0 | 0 | 0 | 0 | 0 | 0
| Assistant General Manager (SM1) | 0 | 0 | 0 | 0 | 0 | 0 | 0 | 0 | 0 | 0 | 0 | 0 | 0 | 0
| Principal Manager (SM2) | 0 | 0 | 0 | 0 | 0 | 0 | 0 | 0 | 0 | 0 | 0 | 0 | 0 | 0
| Senior Manager (SM3) | 0 | 0 | 0 | 0 | 0 | 0 | 0 | 0 | 0 | 0 | 0 | 0 | 0 | 0
20040 | Utility allowance | 0 | 0 | 0 | 0 | 0 | 0 | 0 | 0 | 0 | 0 | 0 | 0 | 0 | 0
20041 | Productivity bonus | 0 | 0 | 0 | 0 | 0 | 0 | 0 | 0 | 0 | 0 | 0 | 0 | 0 | 0
20042 | Domestic servant allowance | 0 | 0 | 0 | 0 | 0 | 0 | 0 | 0 | 0 | 0 | 0 | 0 | 0 | 0
| Managing Director / CEO (EG1) | 0 | 0 | 0 | 0 | 0 | 0 | 0 | 0 | 0 | 0 | 0 | 0 | 0 | 0
| Executive Director (EG2) | 0 | 0 | 0 | 0 | 0 | 0 | 0 | 0 | 0 | 0 | 0 | 0 | 0 | 0
| General Manager (EG3) | 0 | 0 | 0 | 0 | 0 | 0 | 0 | 0 | 0 | 0 | 0 | 0 | 0 | 0
| Assistant General Manager (SM1) | 0 | 0 | 0 | 0 | 0 | 0 | 0 | 0 | 0 | 0 | 0 | 0 | 0 | 0
| Principal Manager (SM2) | 0 | 0 | 0 | 0 | 0 | 0 | 0 | 0 | 0 | 0 | 0 | 0 | 0 | 0
| Senior Manager (SM3) | 0 | 0 | 0 | 0 | 0 | 0 | 0 | 0 | 0 | 0 | 0 | 0 | 0 | 0
20045 | Hazard allowance | 0 | 0 | 0 | 0 | 0 | 0 | 0 | 0 | 0 | 0 | 0 | 0 | 0 | 0
20046 | Power/Transmission all'ce | 0 | 0 | 0 | 0 | 0 | 0 | 0 | 0 | 0 | 0 | 0 | 0 | 0 | 0
20047 | Turn around maintenance | 0 | 0 | 0 | 0 | 0 | 0 | 0 | 0 | 0 | 0 | 0 | 0 | 0 | 0
20049 | Furniture Allowance | 0 | 0 | 0 | 0 | 0 | 0 | 0 | 0 | 0 | 0 | 0 | 0 | 0 | 0

## SO-NCC
|  | 2013 Constant Prices | [7 empty] | 1 | 2 | 3 | 4 | 5
A/C Codes | Description | [8 empty] | Nominal Prices
|  | 2014 | 2014 H1 | 2014 H2 | 2015 | 2016 | 2017 | 2018 | TOTAL | 2014 | 2015 | 2016 | 2017 | 2018 | TOTAL
TOTAL |  | 588887143.9182 | 294173458.0479 | 294713685.8703 | 591453765.8586 | 0 | 0 | 0 | 1180340909.7768 | 647775858.31 | 715463707.0773 | 0 | 0 | 0
20001 | Basic salary | 156903588 | 78451794 | 78451794 | 156903588 | 0 | 0 | 0 | 313807176 | 172593946.8 | 189853341.48 | 0 | 0 | 0 | 362447288.28
| Managing Director / CEO (EG1) | 0 | 0 | 0 | 0 | 0 | 0 | 0 | 0 | 0 | 0 |  |  |  | 0
| Executive Director (EG2) | 0 | 0 | 0 | 0 | 0 | 0 | 0 | 0 | 0 | 0 | 0 | 0 | 0 | 0
| General Manager (EG3) | 2109294 | 1054647 | 1054647 | 2109294 | 0 | 0 | 0 | 4218588 | 2320223.4 | 2552245.74 | 0 | 0 | 0 | 4872469.14
| Assistant General Manager (SM1) | 4191588 | 2095794 | 2095794 | 4191588 | 0 | 0 | 0 | 8383176 | 4610746.8 | 5071821.48 | 0 | 0 | 0 | 9682568.28
| Principal Manager (SM2) | 14034636 | 7017318 | 7017318 | 14034636 | 0 | 0 | 0 | 28069272 | 15438099.6 | 16981909.56 | 0 | 0 | 0 | 32420009.16
| Senior Manager (SM3) | 21305394 | 10652697 | 10652697 | 21305394 | 0 | 0 | 0 | 42610788 | 23435933.4 | 25779526.74 | 0 | 0 | 0 | 49215460.14
| Manager (MM1) | 24435216 | 12217608 | 12217608 | 24435216 | 0 | 0 | 0 | 48870432 | 26878737.6 | 29566611.36 | 0 | 0 | 0 | 56445348.96
| Assistant Manager (MM3) | 46950840 | 23475420 | 23475420 | 46950840 | 0 | 0 | 0 | 93901680 | 51645924 | 56810516.4 | 0 | 0 | 0 | 108456440.4
| Officer I (SS1) | 9358578 | 4679289 | 4679289 | 9358578 | 0 | 0 | 0 | 18717156 | 10294435.8 | 11323879.38 | 0 | 0 | 0 | 21618315.18
| Officer II (SS2) | 22185450 | 11092725 | 11092725 | 22185450 | 0 | 0 | 0 | 44370900 | 24403995 | 26844394.5 | 0 | 0 | 0 | 51248389.5
| Officer III (SS3) | 6951060 | 3475530 | 3475530 | 6951060 | 0 | 0 | 0 | 13902120 | 7646166 | 8410782.6 | 0 | 0 | 0 | 16056948.6
| Officer IV (SS4) | 0 | 0 | 0 | 0 | 0 | 0 | 0 | 0 | 0 | 0 | 0 | 0 | 0 | 0
| Staff I (JS1) | 0 | 0 | 0 | 0 | 0 | 0 | 0 | 0 | 0 | 0 | 0 | 0 | 0 | 0
| Staff II (JS2) | 5381532 | 2690766 | 2690766 | 5381532 | 0 | 0 | 0 | 10763064 | 5919685.2 | 6511653.72 | 0 | 0 | 0 | 12431338.92
| Staff III (JS3) | 0 | 0 | 0 | 0 | 0 | 0 | 0 | 0 | 0 | 0 | 0 | 0 | 0 | 0
| Staff IV (JS4) | 0 | 0 | 0 | 0 | 0 | 0 | 0 | 0 | 0 | 0 | 0 | 0 | 0 | 0
| Staff V (JS5) | 0 | 0 | 0 | 0 | 0 | 0 | 0 | 0 | 0 | 0 | 0 | 0 | 0 | 0
20003 | Salary Consolidation | 55561935.7746 | 27780967.8873 | 27780967.8873 | 55561935.7746 | 0 | 0 | 0 | 111123871.5492 | 61118129.3521 | 67229942.2873 | 0 | 0 | 0 | 128348071.6393
| Pension Benefits | 20482230.645 | 10241115.3225 | 10241115.3225 | 20482230.645 | 0 | 0 | 0 | 40964461.29 | 22530453.7095 | 24783499.0805 | 0 | 0 | 0 | 47313952.7899
| Provision for Medical | 31380717.6 | 15690358.8 | 15690358.8 | 31380717.6 | 0 | 0 | 0 | 62761435.2 | 34518789.36 | 37970668.296 | 0 | 0 | 0 | 72489457.656
| Provision for ITF | 3698987.5296 | 1849493.7648 | 1849493.7648 | 3698987.5296 | 0 | 0 | 0 | 7397975.0592 | 4068886.2826 | 4475774.9108 | 0 | 0 | 0 | 8544661.1934
| Senior Manager (SM3) and above | 1147586.496 | 573793.248 | 573793.248 | 1147586.496 | 0 | 0 | 0 | 2295172.992 | 1262345.1456 | 1388579.6602 | 0 | 0 | 0 | 2650924.8058
| Officer III (SS3) to Manager (MM1) | 2437593.168 | 1218796.584 | 1218796.584 | 2437593.168 | 0 | 0 | 0 | 4875186.336 | 2681352.4848 | 2949487.7333 | 0 | 0 | 0 | 5630840.2181
| Officer IV (SS4) and below | 113807.8656 | 56903.9328 | 56903.9328 | 113807.8656 | 0 | 0 | 0 | 227615.7312 | 125188.6522 | 137707.5174 | 0 | 0 | 0 | 262896.1695
20004 | Overtime (JS5 to SS4) | 161445.96 | 80722.98 | 80722.98 | 161445.96 | 0 | 0 | 0 | 322891.92 | 177590.556 | 0 | 0 | 0 | 0 | 177590.556
20005 | Extra duty allowance (SS3 to MM1) | 16482171.6 | 8241085.8 | 8241085.8 | 16482171.6 | 0 | 0 | 0 | 32964343.2 | 18130388.76 | 19943427.636 | 0 | 0 | 0 | 38073816.396
20006 | Shift allowance | 8002082.988 | 4001041.494 | 4001041.494 | 8002082.988 | 0 | 0 | 0 | 16004165.976 | 8802291.2868 | 9682520.4155 | 0 | 0 | 0 | 18484811.7023
20008 | Contract Pay/Allowance Non-Expatriate | 0 | 0 | 0 | 0 | 0 | 0 | 0 | 0 | 0 | 0 | 0 | 0 | 0 | 0
20009 | On-call allowance | 3922589.7 | 1961294.85 | 1961294.85 | 3922589.7 | 0 | 0 | 0 | 7845179.4 | 4314848.67 | 4746333.537 | 0 | 0 | 0 | 9061182.207
20010 | Salary Arrears | 0 | 0 | 0 | 0 | 0 | 0 | 0 | 0 | 0 | 0 | 0 | 0 | 0 | 0
20013 | Leave Commuted to Cash | 0 | 0 | 0 | 0 | 0 | 0 | 0 | 0 | 0 | 0 | 0 | 0 | 0 | 0
20031 | Transport allowance | 39225897 | 19612948.5 | 19612948.5 | 39225897 | 0 | 0 | 0 | 78451794 | 43148486.7 | 47463335.37 | 0 | 0 | 0 | 90611822.07
20032 | Housing allowance | 76966923.6 | 38483461.8 | 38483461.8 | 76966923.6 | 0 | 0 | 0 | 153933847.2 | 84663615.96 | 93129977.556 | 0 | 0 | 0 | 177793593.516
| Manager & Above | 46253289.6 | 23126644.8 | 23126644.8 | 46253289.6 | 0 | 0 | 0 | 92506579.2 | 50878618.56 |  |  |  |  | 50878618.56
| Asst Manager & Below | 30713634 | 15356817 | 15356817 | 30713634 | 0 | 0 | 0 | 61427268 | 33784997.4 |  |  |  |  | 33784997.4
20033 | Electricity allowance-cash | 28592676 | 14296338 | 14296338 | 28592676 | 0 | 0 | 0 | 57185352 | 31451943.6 | 34597137.96 | 0 | 0 | 0 | 66049081.56
| Managing Director / CEO (EG1) | 0 | 0 | 0 | 0 | 0 | 0 | 0 | 0 | 0 | 0 | 0 | 0 | 0 | 0
| Executive Director (EG2) | 0 | 0 | 0 | 0 | 0 | 0 | 0 | 0 | 0 | 0 | 0 | 0 | 0 | 0
| General Manager (EG3) | 733536 | 366768 | 366768 | 733536 | 0 | 0 | 0 | 1467072 | 806889.6 | 887578.56 | 0 | 0 | 0 | 1694468.16
| Assistant General Manager (SM1) | 1467072 | 733536 | 733536 | 1467072 | 0 | 0 | 0 | 2934144 | 1613779.2 | 1775157.12 | 0 | 0 | 0 | 3388936.32
| Principal Manager (SM2) | 3803520 | 1901760 | 1901760 | 3803520 | 0 | 0 | 0 | 7607040 | 4183872 | 4602259.2 | 0 | 0 | 0 | 8786131.2
| Senior Manager (SM3) | 3268320 | 1634160 | 1634160 | 3268320 | 0 | 0 | 0 | 6536640 | 3595152 | 3954667.2 | 0 | 0 | 0 | 7549819.2
| Manager (MM1) | 3862560 | 1931280 | 1931280 | 3862560 | 0 | 0 | 0 | 7725120 | 4248816 | 4673697.6 | 0 | 0 | 0 | 8922513.6
| Assistant Manager (MM3) | 7487424 | 3743712 | 3743712 | 7487424 | 0 | 0 | 0 | 14974848 | 8236166.4 | 9059783.04 | 0 | 0 | 0 | 17295949.44
| Officer I (SS1) | 1871856 | 935928 | 935928 | 1871856 | 0 | 0 | 0 | 3743712 | 2059041.6 | 2264945.76 | 0 | 0 | 0 | 4323987.36
| Officer II (SS2) | 3528300 | 1764150 | 1764150 | 3528300 | 0 | 0 | 0 | 7056600 | 3881130 | 4269243 | 0 | 0 | 0 | 8150373
| Officer III (SS3) | 1411320 | 705660 | 705660 | 1411320 | 0 | 0 | 0 | 2822640 | 1552452 | 1707697.2 | 0 | 0 | 0 | 3260149.2
| Officer IV (SS4) | 0 | 0 | 0 | 0 | 0 | 0 | 0 | 0 | 0 | 0 | 0 | 0 | 0 | 0
| Staff I (JS1) | 0 | 0 | 0 | 0 | 0 | 0 | 0 | 0 | 0 | 0 | 0 | 0 | 0 | 0
| Staff II (JS2) | 1158768 | 579384 | 579384 | 1158768 | 0 | 0 | 0 | 2317536 | 1274644.8 | 1402109.28 | 0 | 0 | 0 | 2676754.08
| Staff III (JS3) | 0 | 0 | 0 | 0 | 0 | 0 | 0 | 0 | 0 | 0 | 0 | 0 | 0 | 0
| Staff IV (JS4) | 0 | 0 | 0 | 0 | 0 | 0 | 0 | 0 | 0 | 0 | 0 | 0 | 0 | 0
| Staff V (JS5) | 0 | 0 | 0 | 0 | 0 | 0 | 0 | 0 | 0 | 0 | 0 | 0 | 0 | 0
20034 | Electricity Allowance - Non Cash | 0 | 0 | 0 | 0 | 0 | 0 | 0 | 0 | 0 | 0 | 0 | 0 | 0 | 0
20035 | Non-accidence bonus (Drivers Only) | 1486166.2956 | 472969.2366 | 1013197.059 | 4052788.236 | 0 | 0 | 0 | 5538954.5316 | 1634782.9252 | 4903873.7656 | 0 | 0 | 0 | 6538656.6907
| Officer I (SS1) | 0 | 0 | 0 | 0 | 0 | 0 | 0 | 0 | 0 | 0 | 0 | 0 | 0 | 0
| Officer II (SS2) | 591375.3552 | 221765.7582 | 369609.597 | 1478438.388 | 0 | 0 | 0 | 2069813.7432 | 650512.8907 | 1788910.4495 | 0 | 0 | 0 | 2439423.3402
| Officer III (SS3) | 289511.649 | 57902.3298 | 231609.3192 | 926437.2768 | 0 | 0 | 0 | 1215948.9258 | 318462.8139 | 1120989.1049 | 0 | 0 | 0 | 1439451.9188
| Officer IV (SS4) | 23302.1754 | 0 | 23302.1754 | 93208.7016 | 0 | 0 | 0 | 116510.877 | 25632.3929 | 112782.5289 | 0 | 0 | 0 | 138414.9219
| Staff I (JS1) | 81909.2232 | 61431.9174 | 20477.3058 | 81909.2232 | 0 | 0 | 0 | 163818.4464 | 90100.1455 | 99110.1601 | 0 | 0 | 0 | 189210.3056
| Staff II (JS2) | 224140.8078 | 34483.2012 | 189657.6066 | 758630.4264 | 0 | 0 | 0 | 982771.2342 | 246554.8886 | 917942.8159 | 0 | 0 | 0 | 1164497.7045
| Staff III (JS3) | 275927.085 | 97386.03 | 178541.055 | 714164.22 | 0 | 0 | 0 | 990091.305 | 303519.7935 | 864138.7062 | 0 | 0 | 0 | 1167658.4997
| Staff IV (JS4) | 0 | 0 | 0 | 0 | 0 | 0 | 0 | 0 | 0 | 0 | 0 | 0 | 0 | 0
| Staff V (JS5) | 0 | 0 | 0 | 0 | 0 | 0 | 0 | 0 | 0 | 0 | 0 | 0 | 0 | 0
20036 | Leave grant | 31380717.6 | 15690358.8 | 15690358.8 | 31380717.6 | 0 | 0 | 0 | 62761435.2 | 34518789.36 | 37970668.296 | 0 | 0 | 0 | 72489457.656
20037 | Tools allowance | 0 | 0 | 0 | 0 | 0 | 0 | 0 | 0 | 0 | 0 | 0 | 0 | 0 | 0
20038 | Meal subsidy | 2716800 | 1358400 | 1358400 | 2716800 | 0 | 0 | 0 | 5433600 | 2988480 | 3287328 | 0 | 0 | 0 | 6275808
| Managing Director / CEO (EG1) | 0 | 0 | 0 | 0 | 0 | 0 | 0 | 0 | 0 | 0 | 0 | 0 | 0 | 0
| Executive Director (EG2) | 0 | 0 | 0 | 0 | 0 | 0 | 0 | 0 | 0 | 0 | 0 | 0 | 0 | 0
| General Manager (EG3) | 28800 | 14400 | 14400 | 28800 | 0 | 0 | 0 | 57600 | 31680 | 34848 | 0 | 0 | 0 | 66528
| Assistant General Manager (SM1) | 48000 | 24000 | 24000 | 48000 | 0 | 0 | 0 | 96000 | 52800 | 58080 | 0 | 0 | 0 | 110880
| Principal Manager (SM2) | 168000 | 84000 | 84000 | 168000 | 0 | 0 | 0 | 336000 | 184800 | 203280 | 0 | 0 | 0 | 388080
| Senior Manager (SM3) | 264000 | 132000 | 132000 | 264000 | 0 | 0 | 0 | 528000 | 290400 | 319440 | 0 | 0 | 0 | 609840
| Manager (MM1) | 312000 | 156000 | 156000 | 312000 | 0 | 0 | 0 | 624000 | 343200 | 377520 | 0 | 0 | 0 | 720720
| Assistant Manager (MM3) | 864000 | 432000 | 432000 | 864000 | 0 | 0 | 0 | 1728000 | 950400 | 1045440 | 0 | 0 | 0 | 1995840
| Officer I (SS1) | 172800 | 86400 | 86400 | 172800 | 0 | 0 | 0 | 345600 | 190080 | 209088 | 0 | 0 | 0 | 399168
| Officer II (SS2) | 480000 | 240000 | 240000 | 480000 | 0 | 0 | 0 | 960000 | 528000 | 580800 | 0 | 0 | 0 | 1108800
| Officer III (SS3) | 192000 | 96000 | 96000 | 192000 | 0 | 0 | 0 | 384000 | 211200 | 232320 | 0 | 0 | 0 | 443520
| Officer IV (SS4) | 0 | 0 | 0 | 0 | 0 | 0 | 0 | 0 | 0 | 0 | 0 | 0 | 0 | 0
| Staff I (JS1) | 0 | 0 | 0 | 0 | 0 | 0 | 0 | 0 | 0 | 0 | 0 | 0 | 0 | 0
| Staff II (JS2) | 187200 | 93600 | 93600 | 187200 | 0 | 0 | 0 | 374400 | 205920 | 226512 | 0 | 0 | 0 | 432432
| Staff III (JS3) | 0 | 0 | 0 | 0 | 0 | 0 | 0 | 0 | 0 | 0 | 0 | 0 | 0 | 0
| Staff IV (JS4) | 0 | 0 | 0 | 0 | 0 | 0 | 0 | 0 | 0 | 0 | 0 | 0 | 0 | 0
| Staff V (JS5) | 0 | 0 | 0 | 0 | 0 | 0 | 0 | 0 | 0 | 0 | 0 | 0 | 0 | 0
20039 | Entertainment allowance | 683400 | 341700 | 341700 | 683400 | 0 | 0 | 0 | 1366800 | 751740 | 826914 | 0 | 0 | 0 | 1578654
| Managing Director / CEO (EG1) | 0 | 0 | 0 | 0 | 0 | 0 | 0 | 0 | 0 | 0 | 0 | 0 | 0 | 0
| Executive Director (EG2) | 0 | 0 | 0 | 0 | 0 | 0 | 0 | 0 | 0 | 0 | 0 | 0 | 0 | 0
| General Manager (EG3) | 51000 | 25500 | 25500 | 51000 | 0 | 0 | 0 | 102000 | 56100 | 61710 | 0 | 0 | 0 | 117810
| Assistant General Manager (SM1) | 81600 | 40800 | 40800 | 81600 | 0 | 0 | 0 | 163200 | 89760 | 98736 | 0 | 0 | 0 | 188496
| Principal Manager (SM2) | 214200 | 107100 | 107100 | 214200 | 0 | 0 | 0 | 428400 | 235620 | 259182 | 0 | 0 | 0 | 494802
| Senior Manager (SM3) | 336600 | 168300 | 168300 | 336600 | 0 | 0 | 0 | 673200 | 370260 | 407286 | 0 | 0 | 0 | 777546
20040 | Utility allowance | 23535538.2 | 11767769.1 | 11767769.1 | 23535538.2 | 0 | 0 | 0 | 47071076.4 | 25889092.02 | 28478001.222 | 0 | 0 | 0 | 54367093.242
20041 | Productivity bonus | 13075299 | 6537649.5 | 6537649.5 | 13075299 | 0 | 0 | 0 | 26150598 | 14382828.9 | 15821111.79 | 0 | 0 | 0 | 30203940.69
20042 | Domestic servant allowance | 28202580 | 14101290 | 14101290 | 28202580 | 0 | 0 | 0 | 56405160 | 31022838 | 34125121.8 | 0 | 0 | 0 | 65147959.8
| Managing Director / CEO (EG1) | 0 | 0 | 0 | 0 | 0 | 0 | 0 | 0 | 0 | 0 | 0 | 0 | 0 | 0
| Executive Director (EG2) | 0 | 0 | 0 | 0 | 0 | 0 | 0 | 0 | 0 | 0 | 0 | 0 | 0 | 0
| General Manager (EG3) | 3223152 | 1611576 | 1611576 | 3223152 | 0 | 0 | 0 | 6446304 | 3545467.2 | 3900013.92 | 0 | 0 | 0 | 7445481.12
| Assistant General Manager (SM1) | 4834728 | 2417364 | 2417364 | 4834728 | 0 | 0 | 0 | 9669456 | 5318200.8 | 5850020.88 | 0 | 0 | 0 | 11168221.68
| Principal Manager (SM2) | 11281032 | 5640516 | 5640516 | 11281032 | 0 | 0 | 0 | 22562064 | 12409135.2 | 13650048.72 | 0 | 0 | 0 | 26059183.92
| Senior Manager (SM3) | 8863668 | 4431834 | 4431834 | 8863668 | 0 | 0 | 0 | 17727336 | 9750034.8 | 10725038.28 | 0 | 0 | 0 | 20475073.08
20045 | Hazard allowance | 15690358.8 | 7845179.4 | 7845179.4 | 15690358.8 | 0 | 0 | 0 | 31380717.6 | 17259394.68 | 18985334.148 | 0 | 0 | 0 | 36244728.828
20046 | Power/Transmission all'ce | 23535538.2 | 11767769.1 | 11767769.1 | 23535538.2 | 0 | 0 | 0 | 47071076.4 | 25889092.02 | 28478001.222 | 0 | 0 | 0 | 54367093.242
20047 | Turn around maintenance | 0 | 0 | 0 | 0 | 0 | 0 | 0 | 0 | 0 | 0 | 0 | 0 | 0 | 0
20049 | Furniture Allowance | 62761435.2 | 31380717.6 | 31380717.6 | 62761435.2 | 0 | 0 | 0 | 125522870.4 | 69037578.72 | 75941336.592 | 0 | 0 | 0 | 144978915.312

## MO-HQ
|  | 2013 Constant Prices | [7 empty] | 1 | 2 | 3 | 4 | 5
A/C Codes | Description | [8 empty] | Nominal Prices
|  | 2014 | 2014 H1 | 2014 H2 | 2015 | 2016 | 2017 | 2018 | TOTAL | 2014 | 2015 | 2016 | 2017 | 2018 | TOTAL
TOTAL |  | 424320031.2584 | 174358125.8214 | 249961905.4369 | 546712930.2858 | 0 | 0 | 0 | 971032961.5441 | 466752034.3842 | 661378943.3838 | 0 | 0 | 0
20001 | Basic salary | 101310957 | 41508792 | 59802165 | 131529060 | 0 | 0 | 0 | 232840017 | 111442052.7 | 159150162.6 | 0 | 0 | 0 | 270592215.3
| Managing Director / CEO (EG1) | 0 | 0 | 0 | 0 | 0 | 0 | 0 | 0 | 0 | 0 |  |  |  | 0
| Executive Director (EG2) | 2415726 | 1207863 | 1207863 | 2415726 | 0 | 0 | 0 | 4831452 | 2657298.6 | 2923028.46 | 0 | 0 | 0 | 5580327.06
| General Manager (EG3) | 2109294 | 1054647 | 1054647 | 2109294 | 0 | 0 | 0 | 4218588 | 2320223.4 | 2552245.74 | 0 | 0 | 0 | 4872469.14
| Assistant General Manager (SM1) | 22005837 | 9431073 | 12574764 | 25149528 | 0 | 0 | 0 | 47155365 | 24206420.7 | 30430928.88 | 0 | 0 | 0 | 54637349.58
| Principal Manager (SM2) | 15037110 | 6014844 | 9022266 | 20049480 | 0 | 0 | 0 | 35086590 | 16540821 | 24259870.8 | 0 | 0 | 0 | 40800691.8
| Senior Manager (SM3) | 10652697 | 2905281 | 7747416 | 17431686 | 0 | 0 | 0 | 28084383 | 11717966.7 | 21092340.06 | 0 | 0 | 0 | 32810306.76
| Manager (MM1) | 18796320 | 7518528 | 11277792 | 28194480 | 0 | 0 | 0 | 46990800 | 20675952 | 34115320.8 | 0 | 0 | 0 | 54791272.8
| Assistant Manager (MM3) | 13693995 | 5868855 | 7825140 | 16954470 | 0 | 0 | 0 | 30648465 | 15063394.5 | 20514908.7 | 0 | 0 | 0 | 35578303.2
| Officer I (SS1) | 5719131 | 2599605 | 3119526 | 7278894 | 0 | 0 | 0 | 12998025 | 6291044.1 | 8807461.74 | 0 | 0 | 0 | 15098505.84
| Officer II (SS2) | 7543053 | 3549672 | 3993381 | 7986762 | 0 | 0 | 0 | 15529815 | 8297358.3 | 9663982.02 | 0 | 0 | 0 | 17961340.32
| Officer III (SS3) | 0 | 0 | 0 | 0 | 0 | 0 | 0 | 0 | 0 | 0 | 0 | 0 | 0 | 0
| Officer IV (SS4) | 0 | 0 | 0 | 0 | 0 | 0 | 0 | 0 | 0 | 0 | 0 | 0 | 0 | 0
| Staff I (JS1) | 1474956 | 737478 | 737478 | 1474956 | 0 | 0 | 0 | 2949912 | 1622451.6 | 1784696.76 | 0 | 0 | 0 | 3407148.36
| Staff II (JS2) | 1862838 | 620946 | 1241892 | 2483784 | 0 | 0 | 0 | 4346622 | 2049121.8 | 3005378.64 | 0 | 0 | 0 | 5054500.44
| Staff III (JS3) | 0 | 0 | 0 | 0 | 0 | 0 | 0 | 0 | 0 | 0 | 0 | 0 | 0 | 0
| Staff IV (JS4) | 0 | 0 | 0 | 0 | 0 | 0 | 0 | 0 | 0 | 0 | 0 | 0 | 0 | 0
| Staff V (JS5) | 0 | 0 | 0 | 0 | 0 | 0 | 0 | 0 | 0 | 0 | 0 | 0 | 0 | 0
20003 | Salary Consolidation | 37022205.509 | 15160314.0357 | 21861891.4733 | 48067099.731 | 0 | 0 | 0 | 85089305.24 | 40724426.0598 | 58161190.6745 | 0 | 0 | 0 | 98885616.7344
| Pension Benefits | 14097792.7237 | 5762545.9425 | 8335246.7812 | 18346015.35 | 0 | 0 | 0 | 32443808.0737 | 15507571.9961 | 22198678.5735 | 0 | 0 | 0 | 37706250.5696
| Provision for Medical | 20262191.4 | 8301758.4 | 11960433 | 26305812 | 0 | 0 | 0 | 46568003.4 | 22288410.54 | 31830032.52 | 0 | 0 | 0 | 54118443.06
| Provision for ITF | 2662221.3852 | 1096009.6932 | 1566211.692 | 3415272.381 | 0 | 0 | 0 | 6077493.7662 | 2928443.5237 | 4132479.581 | 0 | 0 | 0 | 7060923.1047
| Senior Manager (SM3) and above | 1577552.292 | 634227.954 | 943324.338 | 1992721.257 | 0 | 0 | 0 | 3570273.549 | 1735307.5212 | 2411192.721 | 0 | 0 | 0 | 4146500.2422
| Officer III (SS3) to Manager (MM1) | 1014162.978 | 433094.52 | 581068.458 | 1338913.332 | 0 | 0 | 0 | 2353076.31 | 1115579.2758 | 1620085.1317 | 0 | 0 | 0 | 2735664.4075
| Officer IV (SS4) and below | 70506.1152 | 28687.2192 | 41818.896 | 83637.792 | 0 | 0 | 0 | 154143.9072 | 77556.7267 | 101201.7283 | 0 | 0 | 0 | 178758.455
20004 | Overtime (JS5 to SS4) | 100133.82 | 40752.72 | 59381.1 | 118762.2 | 0 | 0 | 0 | 218896.02 | 110147.202 | 0 | 0 | 0 | 0 | 110147.202
20005 | Extra duty allowance (SS3 to MM1) | 6862874.85 | 2930499 | 3932375.85 | 9062190.9 | 0 | 0 | 0 | 15925065.75 | 7549162.335 | 10965250.989 | 0 | 0 | 0 | 18514413.324
20006 | Shift allowance | 5166858.807 | 2116948.392 | 3049910.415 | 6707982.06 | 0 | 0 | 0 | 11874840.867 | 5683544.6877 | 8116658.2926 | 0 | 0 | 0 | 13800202.9803
20008 | Contract Pay/Allowance Non-Expatriate | 0 | 0 | 0 | 0 | 0 | 0 | 0 | 0 | 0 | 0 | 0 | 0 | 0 | 0
20009 | On-call allowance | 2532773.925 | 1037719.8 | 1495054.125 | 3288226.5 | 0 | 0 | 0 | 5821000.425 | 2786051.3175 | 3978754.065 | 0 | 0 | 0 | 6764805.3825
20010 | Salary Arrears | 0 | 0 | 0 | 0 | 0 | 0 | 0 | 0 | 0 | 0 | 0 | 0 | 0 | 0
20013 | Leave Commuted to Cash | 0 | 0 | 0 | 0 | 0 | 0 | 0 | 0 | 0 | 0 | 0 | 0 | 0 | 0
20031 | Transport allowance | 25327739.25 | 10377198 | 14950541.25 | 32882265 | 0 | 0 | 0 | 58210004.25 | 27860513.175 | 39787540.65 | 0 | 0 | 0 | 67648053.825
20032 | Housing allowance | 61331873.4 | 24947955.9 | 36383917.5 | 80202213 | 0 | 0 | 0 | 141534086.4 | 67465060.74 | 97044677.73 | 0 | 0 | 0 | 164509738.47
| Manager & Above | 49711888.8 | 19692565.2 | 30019323.6 | 66745135.8 | 0 | 0 | 0 | 116457024.6 | 54683077.68 |  |  |  |  | 54683077.68
| Asst Manager & Below | 11619984.6 | 5255390.7 | 6364593.9 | 13457077.2 | 0 | 0 | 0 | 25077061.8 | 12781983.06 |  |  |  |  | 12781983.06
20033 | Electricity allowance-cash | 23045646 | 9586512 | 13459134 | 29066076 | 0 | 0 | 0 | 52111722 | 25350210.6 | 35169951.96 | 0 | 0 | 0 | 60520162.56
| Managing Director / CEO (EG1) | 0 | 0 | 0 | 0 | 0 | 0 | 0 | 0 | 0 | 0 | 0 | 0 | 0 | 0
| Executive Director (EG2) | 733536 | 366768 | 366768 | 733536 | 0 | 0 | 0 | 1467072 | 806889.6 | 887578.56 | 0 | 0 | 0 | 1694468.16
| General Manager (EG3) | 733536 | 366768 | 366768 | 733536 | 0 | 0 | 0 | 1467072 | 806889.6 | 887578.56 | 0 | 0 | 0 | 1694468.16
| Assistant General Manager (SM1) | 7702128 | 3300912 | 4401216 | 8802432 | 0 | 0 | 0 | 16504560 | 8472340.8 | 10650942.72 | 0 | 0 | 0 | 19123283.52
| Principal Manager (SM2) | 4075200 | 1630080 | 2445120 | 5433600 | 0 | 0 | 0 | 9508800 | 4482720 | 6574656 | 0 | 0 | 0 | 11057376
| Senior Manager (SM3) | 1634160 | 445680 | 1188480 | 2674080 | 0 | 0 | 0 | 4308240 | 1797576 | 3235636.8 | 0 | 0 | 0 | 5033212.8
| Manager (MM1) | 2971200 | 1188480 | 1782720 | 4456800 | 0 | 0 | 0 | 7428000 | 3268320 | 5392728 | 0 | 0 | 0 | 8661048
| Assistant Manager (MM3) | 2183832 | 935928 | 1247904 | 2703792 | 0 | 0 | 0 | 4887624 | 2402215.2 | 3271588.32 | 0 | 0 | 0 | 5673803.52
| Officer I (SS1) | 1143912 | 519960 | 623952 | 1455888 | 0 | 0 | 0 | 2599800 | 1258303.2 | 1761624.48 | 0 | 0 | 0 | 3019927.68
| Officer II (SS2) | 1199622 | 564528 | 635094 | 1270188 | 0 | 0 | 0 | 2469810 | 1319584.2 | 1536927.48 | 0 | 0 | 0 | 2856511.68
| Officer III (SS3) | 0 | 0 | 0 | 0 | 0 | 0 | 0 | 0 | 0 | 0 | 0 | 0 | 0 | 0
| Officer IV (SS4) | 0 | 0 | 0 | 0 | 0 | 0 | 0 | 0 | 0 | 0 | 0 | 0 | 0 | 0
| Staff I (JS1) | 267408 | 133704 | 133704 | 267408 | 0 | 0 | 0 | 534816 | 294148.8 | 323563.68 | 0 | 0 | 0 | 617712.48
| Staff II (JS2) | 401112 | 133704 | 267408 | 534816 | 0 | 0 | 0 | 935928 | 441223.2 | 647127.36 | 0 | 0 | 0 | 1088350.56
| Staff III (JS3) | 0 | 0 | 0 | 0 | 0 | 0 | 0 | 0 | 0 | 0 | 0 | 0 | 0 | 0
| Staff IV (JS4) | 0 | 0 | 0 | 0 | 0 | 0 | 0 | 0 | 0 | 0 | 0 | 0 | 0 | 0
| Staff V (JS5) | 0 | 0 | 0 | 0 | 0 | 0 | 0 | 0 | 0 | 0 | 0 | 0 | 0 | 0
20034 | Electricity Allowance - Non Cash | 0 | 0 | 0 | 0 | 0 | 0 | 0 | 0 | 0 | 0 | 0 | 0 | 0 | 0
20035 | Non-accidence bonus (Drivers Only) | 293763.9474 | 146881.9737 | 146881.9737 | 587527.8948 | 0 | 0 | 0 | 881291.8422 | 323140.3421 | 710908.7527 | 0 | 0 | 0 | 1034049.0948
| Officer I (SS1) | 0 | 0 | 0 | 0 | 0 | 0 | 0 | 0 | 0 | 0 | 0 | 0 | 0 | 0
| Officer II (SS2) | 73921.9194 | 36960.9597 | 36960.9597 | 147843.8388 | 0 | 0 | 0 | 221765.7582 | 81314.1113 | 178891.0449 | 0 | 0 | 0 | 260205.1563
| Officer III (SS3) | 0 | 0 | 0 | 0 | 0 | 0 | 0 | 0 | 0 | 0 | 0 | 0 | 0 | 0
| Officer IV (SS4) | 0 | 0 | 0 | 0 | 0 | 0 | 0 | 0 | 0 | 0 | 0 | 0 | 0 | 0
| Staff I (JS1) | 81909.2232 | 40954.6116 | 40954.6116 | 163818.4464 | 0 | 0 | 0 | 245727.6696 | 90100.1455 | 198220.3201 | 0 | 0 | 0 | 288320.4657
| Staff II (JS2) | 137932.8048 | 68966.4024 | 68966.4024 | 275865.6096 | 0 | 0 | 0 | 413798.4144 | 151726.0853 | 333797.3876 | 0 | 0 | 0 | 485523.4729
| Staff III (JS3) | 0 | 0 | 0 | 0 | 0 | 0 | 0 | 0 | 0 | 0 | 0 | 0 | 0 | 0
| Staff IV (JS4) | 0 | 0 | 0 | 0 | 0 | 0 | 0 | 0 | 0 | 0 | 0 | 0 | 0 | 0
| Staff V (JS5) | 0 | 0 | 0 | 0 | 0 | 0 | 0 | 0 | 0 | 0 | 0 | 0 | 0 | 0
20036 | Leave grant | 20262191.4 | 8301758.4 | 11960433 | 26305812 | 0 | 0 | 0 | 46568003.4 | 22288410.54 | 31830032.52 | 0 | 0 | 0 | 54118443.06
20037 | Tools allowance | 0 | 0 | 0 | 0 | 0 | 0 | 0 | 0 | 0 | 0 | 0 | 0 | 0 | 0
20038 | Meal subsidy | 1490400 | 616800 | 873600 | 1910400 | 0 | 0 | 0 | 3400800 | 1639440 | 2311584 | 0 | 0 | 0 | 3951024
| Managing Director / CEO (EG1) | 0 | 0 | 0 | 0 | 0 | 0 | 0 | 0 | 0 | 0 | 0 | 0 | 0 | 0
| Executive Director (EG2) | 28800 | 14400 | 14400 | 28800 | 0 | 0 | 0 | 57600 | 31680 | 34848 | 0 | 0 | 0 | 66528
| General Manager (EG3) | 28800 | 14400 | 14400 | 28800 | 0 | 0 | 0 | 57600 | 31680 | 34848 | 0 | 0 | 0 | 66528
| Assistant General Manager (SM1) | 252000 | 108000 | 144000 | 288000 | 0 | 0 | 0 | 540000 | 277200 | 348480 | 0 | 0 | 0 | 625680
| Principal Manager (SM2) | 180000 | 72000 | 108000 | 240000 | 0 | 0 | 0 | 420000 | 198000 | 290400 | 0 | 0 | 0 | 488400
| Senior Manager (SM3) | 132000 | 36000 | 96000 | 216000 | 0 | 0 | 0 | 348000 | 145200 | 261360 | 0 | 0 | 0 | 406560
| Manager (MM1) | 240000 | 96000 | 144000 | 360000 | 0 | 0 | 0 | 600000 | 264000 | 435600 | 0 | 0 | 0 | 699600
| Assistant Manager (MM3) | 252000 | 108000 | 144000 | 312000 | 0 | 0 | 0 | 564000 | 277200 | 377520 | 0 | 0 | 0 | 654720
| Officer I (SS1) | 105600 | 48000 | 57600 | 134400 | 0 | 0 | 0 | 240000 | 116160 | 162624 | 0 | 0 | 0 | 278784
| Officer II (SS2) | 163200 | 76800 | 86400 | 172800 | 0 | 0 | 0 | 336000 | 179520 | 209088 | 0 | 0 | 0 | 388608
| Officer III (SS3) | 0 | 0 | 0 | 0 | 0 | 0 | 0 | 0 | 0 | 0 | 0 | 0 | 0 | 0
| Officer IV (SS4) | 0 | 0 | 0 | 0 | 0 | 0 | 0 | 0 | 0 | 0 | 0 | 0 | 0 | 0
| Staff I (JS1) | 43200 | 21600 | 21600 | 43200 | 0 | 0 | 0 | 86400 | 47520 | 52272 | 0 | 0 | 0 | 99792
| Staff II (JS2) | 64800 | 21600 | 43200 | 86400 | 0 | 0 | 0 | 151200 | 71280 | 104544 | 0 | 0 | 0 | 175824
| Staff III (JS3) | 0 | 0 | 0 | 0 | 0 | 0 | 0 | 0 | 0 | 0 | 0 | 0 | 0 | 0
| Staff IV (JS4) | 0 | 0 | 0 | 0 | 0 | 0 | 0 | 0 | 0 | 0 | 0 | 0 | 0 | 0
| Staff V (JS5) | 0 | 0 | 0 | 0 | 0 | 0 | 0 | 0 | 0 | 0 | 0 | 0 | 0 | 0
20039 | Entertainment allowance | 928200 | 372300 | 555900 | 1173000 | 0 | 0 | 0 | 2101200 | 1021020 | 1419330 | 0 | 0 | 0 | 2440350
| Managing Director / CEO (EG1) | 0 | 0 | 0 | 0 | 0 | 0 | 0 | 0 | 0 | 0 | 0 | 0 | 0 | 0
| Executive Director (EG2) | 51000 | 25500 | 25500 | 51000 | 0 | 0 | 0 | 102000 | 56100 | 61710 | 0 | 0 | 0 | 117810
| General Manager (EG3) | 51000 | 25500 | 25500 | 51000 | 0 | 0 | 0 | 102000 | 56100 | 61710 | 0 | 0 | 0 | 117810
| Assistant General Manager (SM1) | 428400 | 183600 | 244800 | 489600 | 0 | 0 | 0 | 918000 | 471240 | 592416 | 0 | 0 | 0 | 1063656
| Principal Manager (SM2) | 229500 | 91800 | 137700 | 306000 | 0 | 0 | 0 | 535500 | 252450 | 370260 | 0 | 0 | 0 | 622710
| Senior Manager (SM3) | 168300 | 45900 | 122400 | 275400 | 0 | 0 | 0 | 443700 | 185130 | 333234 | 0 | 0 | 0 | 518364
20040 | Utility allowance | 15196643.55 | 6226318.8 | 8970324.75 | 19729359 | 0 | 0 | 0 | 34926002.55 | 16716307.905 | 23872524.39 | 0 | 0 | 0 | 40588832.295
20041 | Productivity bonus | 8442579.75 | 3459066 | 4983513.75 | 10960755 | 0 | 0 | 0 | 19403334.75 | 9286837.725 | 13262513.55 | 0 | 0 | 0 | 22549351.275
20042 | Domestic servant allowance | 49153068 | 20547594 | 28605474 | 59628312 | 0 | 0 | 0 | 108781380 | 54068374.8 | 72150257.52 | 0 | 0 | 0 | 126218632.32
| Managing Director / CEO (EG1) | 0 | 0 | 0 | 0 | 0 | 0 | 0 | 0 | 0 | 0 | 0 | 0 | 0 | 0
| Executive Director (EG2) | 4028940 | 2014470 | 2014470 | 4028940 | 0 | 0 | 0 | 8057880 | 4431834 | 4875017.4 | 0 | 0 | 0 | 9306851.4
| General Manager (EG3) | 3223152 | 1611576 | 1611576 | 3223152 | 0 | 0 | 0 | 6446304 | 3545467.2 | 3900013.92 | 0 | 0 | 0 | 7445481.12
| Assistant General Manager (SM1) | 25382322 | 10878138 | 14504184 | 29008368 | 0 | 0 | 0 | 54390690 | 27920554.2 | 35100125.28 | 0 | 0 | 0 | 63020679.48
| Principal Manager (SM2) | 12086820 | 4834728 | 7252092 | 16115760 | 0 | 0 | 0 | 28202580 | 13295502 | 19500069.6 | 0 | 0 | 0 | 32795571.6
| Senior Manager (SM3) | 4431834 | 1208682 | 3223152 | 7252092 | 0 | 0 | 0 | 11683926 | 4875017.4 | 8775031.32 | 0 | 0 | 0 | 13650048.72
20045 | Hazard allowance | 10131095.7 | 4150879.2 | 5980216.5 | 13152906 | 0 | 0 | 0 | 23284001.7 | 11144205.27 | 15915016.26 | 0 | 0 | 0 | 27059221.53
20046 | Power/Transmission all'ce | 15196643.55 | 6226318.8 | 8970324.75 | 19729359 | 0 | 0 | 0 | 34926002.55 | 16716307.905 | 23872524.39 | 0 | 0 | 0 | 40588832.295
20047 | Turn around maintenance | 0 | 0 | 0 | 0 | 0 | 0 | 0 | 0 | 0 | 0 | 0 | 0 | 0 | 0
20049 | Furniture Allowance | 40524382.8 | 16603516.8 | 23920866 | 52611624 | 0 | 0 | 0 | 93136006.8 | 44576821.08 | 63660065.04 | 0 | 0 | 0 | 108236886.12

## SS-HQ
|  | 2013 Constant Prices | [7 empty] | 1 | 2 | 3 | 4 | 5
A/C Codes | Description | [8 empty] | Nominal Prices
|  | 2014 | 2014 H1 | 2014 H2 | 2015 | 2016 | 2017 | 2018 | TOTAL | 2014 | 2015 | 2016 | 2017 | 2018 | TOTAL
TOTAL |  | 1213358133.755 | 838660064.7849 | 374698068.97 | 244063688.1903 | 0 | 0 | 0 | 1457421821.9453 | 1331618432.9304 | 295260478.2703 | 0 | 0 | 0
20001 | Basic salary | 289046529 | 206288766 | 82757763 | 44798562 | 0 | 0 | 0 | 333845091 | 314875667.7 | 54206260.02 | 0 | 0 | 0 | 369081927.72
| Managing Director / CEO (EG1) | 2795922 | 1397961 | 1397961 | 2795922 | 0 | 0 | 0 | 5591844 | 3075514.2 | 3383065.62 |  |  |  | 6458579.82
| Executive Director (EG2) | 9662904 | 4831452 | 4831452 | 9662904 | 0 | 0 | 0 | 19325808 | 10629194.4 | 11692113.84 | 0 | 0 | 0 | 22321308.24
| General Manager (EG3) | 17928999 | 7382529 | 10546470 | 21092940 | 0 | 0 | 0 | 39021939 | 19721898.9 | 25522457.4 | 0 | 0 | 0 | 45244356.3
| Assistant General Manager (SM1) | 44011674 | 22005837 | 22005837 | 10478970 | 0 | 0 | 0 | 54490644 | 48412841.4 | 12679553.7 | 0 | 0 | 0 | 61092395.1
| Principal Manager (SM2) | 39096486 | 29071746 | 10024740 | 2004948 | 0 | 0 | 0 | 41101434 | 43006134.6 | 2425987.08 | 0 | 0 | 0 | 45432121.68
| Senior Manager (SM3) | 45516069 | 35831799 | 9684270 | 0 | 0 | 0 | 0 | 45516069 | 50067675.9 | 0 | 0 | 0 | 0 | 50067675.9
| Manager (MM1) | 34773192 | 25375032 | 9398160 | 0 | 0 | 0 | 0 | 34773192 | 38250511.2 | 0 | 0 | 0 | 0 | 38250511.2
| Assistant Manager (MM3) | 43690365 | 37169415 | 6520950 | 0 | 0 | 0 | 0 | 43690365 | 48059401.5 | 0 | 0 | 0 | 0 | 48059401.5
| Officer I (SS1) | 12478104 | 12478104 | 0 | 0 | 0 | 0 | 0 | 12478104 | 13725914.4 | 0 | 0 | 0 | 0 | 13725914.4
| Officer II (SS2) | 14642397 | 14642397 | 0 | 0 | 0 | 0 | 0 | 14642397 | 16106636.7 | 0 | 0 | 0 | 0 | 16106636.7
| Officer III (SS3) | 5908401 | 3475530 | 2432871 | 0 | 0 | 0 | 0 | 5908401 | 6499241.1 | 0 | 0 | 0 | 0 | 6499241.1
| Officer IV (SS4) | 5035284 | 2797380 | 2237904 | 0 | 0 | 0 | 0 | 5035284 | 5538812.4 | 0 | 0 | 0 | 0 | 5538812.4
| Staff I (JS1) | 2949912 | 2949912 | 0 | 0 | 0 | 0 | 0 | 2949912 | 3244903.2 | 0 | 0 | 0 | 0 | 3244903.2
| Staff II (JS2) | 7244370 | 4346622 | 2897748 | 0 | 0 | 0 | 0 | 7244370 | 7968807 | 0 | 0 | 0 | 0 | 7968807
| Staff III (JS3) | 3312450 | 2533050 | 779400 | 1558800 | 0 | 0 | 0 | 4871250 | 3643695 | 1886148 | 0 | 0 | 0 | 5529843
| Staff IV (JS4) | 0 | 0 | 0 | 0 | 0 | 0 | 0 | 0 | 0 | 0 | 0 | 0 | 0 | 0
| Staff V (JS5) | 0 | 0 | 0 | 0 | 0 | 0 | 0 | 0 | 0 | 0 | 0 | 0 | 0 | 0
20003 | Salary Consolidation | 105455387.3816 | 74753038.7292 | 30702348.6524 | 17319578.5995 | 0 | 0 | 0 | 122774965.9811 | 116000926.1197 | 20956690.1054 | 0 | 0 | 0 | 136957616.2251
| Pension Benefits | 39979310.7037 | 28218337.74 | 11760972.9637 | 6698575.5975 | 0 | 0 | 0 | 46677886.3012 | 43977241.7741 | 8105276.473 | 0 | 0 | 0 | 52082518.2471
| Provision for Medical | 57809305.8 | 41257753.2 | 16551552.6 | 8959712.4 | 0 | 0 | 0 | 66769018.2 | 63590236.38 | 10841252.004 | 0 | 0 | 0 | 74431488.384
| Provision for ITF | 7666770.8778 | 5276947.7892 | 2389823.0886 | 1661290.602 | 0 | 0 | 0 | 9328061.4798 | 8433447.9656 | 2010161.6284 | 0 | 0 | 0 | 10443609.594
| Senior Manager (SM3) and above | 4802342.847 | 2944432.422 | 1857910.425 | 1628291.562 | 0 | 0 | 0 | 6430634.409 | 5282577.1317 | 1970232.79 | 0 | 0 | 0 | 7252809.9217
| Officer III (SS3) to Manager (MM1) | 2472418.098 | 2065602.516 | 406815.582 | 0 | 0 | 0 | 0 | 2472418.098 | 2719659.9078 | 0 | 0 | 0 | 0 | 2719659.9078
| Officer IV (SS4) and below | 392009.9328 | 266912.8512 | 125097.0816 | 32999.04 | 0 | 0 | 0 | 425008.9728 | 431210.9261 | 39928.8384 | 0 | 0 | 0 | 471139.7645
20004 | Overtime (JS5 to SS4) | 556260.48 | 378808.92 | 177451.56 | 46764 | 0 | 0 | 0 | 603024.48 | 611886.528 | 0 | 0 | 0 | 0 | 611886.528
20005 | Extra duty allowance (SS3 to MM1) | 16723868.85 | 13971071.7 | 2752797.15 | 0 | 0 | 0 | 0 | 16723868.85 | 18396255.735 | 0 | 0 | 0 | 0 | 18396255.735
20006 | Shift allowance | 14741372.979 | 10520727.066 | 4220645.913 | 2284726.662 | 0 | 0 | 0 | 17026099.641 | 16215510.2769 | 2764519.261 | 0 | 0 | 0 | 18980029.5379
20008 | Contract Pay/Allowance Non-Expatriate | 0 | 0 | 0 | 0 | 0 | 0 | 0 | 0 | 0 | 0 | 0 | 0 | 0 | 0
20009 | On-call allowance | 7226163.225 | 5157219.15 | 2068944.075 | 1119964.05 | 0 | 0 | 0 | 8346127.275 | 7948779.5475 | 1355156.5005 | 0 | 0 | 0 | 9303936.048
20010 | Salary Arrears | 0 | 0 | 0 | 0 | 0 | 0 | 0 | 0 | 0 | 0 | 0 | 0 | 0 | 0
20013 | Leave Commuted to Cash | 0 | 0 | 0 | 0 | 0 | 0 | 0 | 0 | 0 | 0 | 0 | 0 | 0 | 0
20031 | Transport allowance | 72261632.25 | 51572191.5 | 20689440.75 | 11199640.5 | 0 | 0 | 0 | 83461272.75 | 79487795.475 | 13551565.005 | 0 | 0 | 0 | 93039360.48
20032 | Housing allowance | 171749314.8 | 118383545.7 | 53365769.1 | 33316138.8 | 0 | 0 | 0 | 205065453.6 | 188924246.28 | 40312527.948 | 0 | 0 | 0 | 229236774.228
| Manager & Above | 135649672.2 | 88127449.2 | 47522223 | 32224978.8 | 0 | 0 | 0 | 167874651 | 149214639.42 |  |  |  |  | 149214639.42
| Asst Manager & Below | 36099642.6 | 30256096.5 | 5843546.1 | 1091160 | 0 | 0 | 0 | 37190802.6 | 39709606.86 |  |  |  |  | 39709606.86
20033 | Electricity allowance-cash | 64901424 | 43346838 | 21554586 | 15511200 | 0 | 0 | 0 | 80412624 | 71391566.4 | 18768552 | 0 | 0 | 0 | 90160118.4
| Managing Director / CEO (EG1) | 733536 | 366768 | 366768 | 733536 | 0 | 0 | 0 | 1467072 | 806889.6 | 887578.56 | 0 | 0 | 0 | 1694468.16
| Executive Director (EG2) | 2934144 | 1467072 | 1467072 | 2934144 | 0 | 0 | 0 | 5868288 | 3227558.4 | 3550314.24 | 0 | 0 | 0 | 6777872.64
| General Manager (EG3) | 6235056 | 2567376 | 3667680 | 7335360 | 0 | 0 | 0 | 13570416 | 6858561.6 | 8875785.6 | 0 | 0 | 0 | 15734347.2
| Assistant General Manager (SM1) | 15404256 | 7702128 | 7702128 | 3667680 | 0 | 0 | 0 | 19071936 | 16944681.6 | 4437892.8 | 0 | 0 | 0 | 21382574.4
| Principal Manager (SM2) | 10595520 | 7878720 | 2716800 | 543360 | 0 | 0 | 0 | 11138880 | 11655072 | 657465.6 | 0 | 0 | 0 | 12312537.6
| Senior Manager (SM3) | 6982320 | 5496720 | 1485600 | 0 | 0 | 0 | 0 | 6982320 | 7680552 | 0 | 0 | 0 | 0 | 7680552
| Manager (MM1) | 5496720 | 4011120 | 1485600 | 0 | 0 | 0 | 0 | 5496720 | 6046392 | 0 | 0 | 0 | 0 | 6046392
| Assistant Manager (MM3) | 6967464 | 5927544 | 1039920 | 0 | 0 | 0 | 0 | 6967464 | 7664210.4 | 0 | 0 | 0 | 0 | 7664210.4
| Officer I (SS1) | 2495808 | 2495808 | 0 | 0 | 0 | 0 | 0 | 2495808 | 2745388.8 | 0 | 0 | 0 | 0 | 2745388.8
| Officer II (SS2) | 2328678 | 2328678 | 0 | 0 | 0 | 0 | 0 | 2328678 | 2561545.8 | 0 | 0 | 0 | 0 | 2561545.8
| Officer III (SS3) | 1199622 | 705660 | 493962 | 0 | 0 | 0 | 0 | 1199622 | 1319584.2 | 0 | 0 | 0 | 0 | 1319584.2
| Officer IV (SS4) | 802224 | 445680 | 356544 | 0 | 0 | 0 | 0 | 802224 | 882446.4 | 0 | 0 | 0 | 0 | 882446.4
| Staff I (JS1) | 534816 | 534816 | 0 | 0 | 0 | 0 | 0 | 534816 | 588297.6 | 0 | 0 | 0 | 0 | 588297.6
| Staff II (JS2) | 1559880 | 935928 | 623952 | 0 | 0 | 0 | 0 | 1559880 | 1715868 | 0 | 0 | 0 | 0 | 1715868
| Staff III (JS3) | 631380 | 482820 | 148560 | 297120 | 0 | 0 | 0 | 928500 | 694518 | 359515.2 | 0 | 0 | 0 | 1054033.2
| Staff IV (JS4) | 0 | 0 | 0 | 0 | 0 | 0 | 0 | 0 | 0 | 0 | 0 | 0 | 0 | 0
| Staff V (JS5) | 0 | 0 | 0 | 0 | 0 | 0 | 0 | 0 | 0 | 0 | 0 | 0 | 0 | 0
20034 | Electricity Allowance - Non Cash | 0 | 0 | 0 | 0 | 0 | 0 | 0 | 0 | 0 | 0 | 0 | 0 | 0 | 0
20035 | Non-accidence bonus (Drivers Only) | 710867.0394 | 355433.5197 | 355433.5197 | 1421734.0788 | 0 | 0 | 0 | 2132601.1182 | 781953.7433 | 1720298.2353 | 0 | 0 | 0 | 2502251.9787
| Officer I (SS1) | 0 | 0 | 0 | 0 | 0 | 0 | 0 | 0 | 0 | 0 | 0 | 0 | 0 | 0
| Officer II (SS2) | 147843.8388 | 73921.9194 | 73921.9194 | 295687.6776 | 0 | 0 | 0 | 443531.5164 | 162628.2227 | 357782.0899 | 0 | 0 | 0 | 520410.3126
| Officer III (SS3) | 57902.3298 | 28951.1649 | 28951.1649 | 115804.6596 | 0 | 0 | 0 | 173706.9894 | 63692.5628 | 140123.6381 | 0 | 0 | 0 | 203816.2009
| Officer IV (SS4) | 0 | 0 | 0 | 0 | 0 | 0 | 0 | 0 | 0 | 0 | 0 | 0 | 0 | 0
| Staff I (JS1) | 0 | 0 | 0 | 0 | 0 | 0 | 0 | 0 | 0 | 0 | 0 | 0 | 0 | 0
| Staff II (JS2) | 310348.8108 | 155174.4054 | 155174.4054 | 620697.6216 | 0 | 0 | 0 | 931046.4324 | 341383.6919 | 751044.1221 | 0 | 0 | 0 | 1092427.814
| Staff III (JS3) | 194772.06 | 97386.03 | 97386.03 | 389544.12 | 0 | 0 | 0 | 584316.18 | 214249.266 | 471348.3852 | 0 | 0 | 0 | 685597.6512
| Staff IV (JS4) | 0 | 0 | 0 | 0 | 0 | 0 | 0 | 0 | 0 | 0 | 0 | 0 | 0 | 0
| Staff V (JS5) | 0 | 0 | 0 | 0 | 0 | 0 | 0 | 0 | 0 | 0 | 0 | 0 | 0 | 0
20036 | Leave grant | 57809305.8 | 41257753.2 | 16551552.6 | 8959712.4 | 0 | 0 | 0 | 66769018.2 | 63590236.38 | 10841252.004 | 0 | 0 | 0 | 74431488.384
20037 | Tools allowance | 0 | 0 | 0 | 0 | 0 | 0 | 0 | 0 | 0 | 0 | 0 | 0 | 0 | 0
20038 | Meal subsidy | 4516800 | 3295200 | 1221600 | 633600 | 0 | 0 | 0 | 5150400 | 4968480 | 766656 | 0 | 0 | 0 | 5735136
| Managing Director / CEO (EG1) | 28800 | 14400 | 14400 | 28800 | 0 | 0 | 0 | 57600 | 31680 | 34848 | 0 | 0 | 0 | 66528
| Executive Director (EG2) | 115200 | 57600 | 57600 | 115200 | 0 | 0 | 0 | 230400 | 126720 | 139392 | 0 | 0 | 0 | 266112
| General Manager (EG3) | 244800 | 100800 | 144000 | 288000 | 0 | 0 | 0 | 532800 | 269280 | 348480 | 0 | 0 | 0 | 617760
| Assistant General Manager (SM1) | 504000 | 252000 | 252000 | 120000 | 0 | 0 | 0 | 624000 | 554400 | 145200 | 0 | 0 | 0 | 699600
| Principal Manager (SM2) | 468000 | 348000 | 120000 | 24000 | 0 | 0 | 0 | 492000 | 514800 | 29040 | 0 | 0 | 0 | 543840
| Senior Manager (SM3) | 564000 | 444000 | 120000 | 0 | 0 | 0 | 0 | 564000 | 620400 | 0 | 0 | 0 | 0 | 620400
| Manager (MM1) | 444000 | 324000 | 120000 | 0 | 0 | 0 | 0 | 444000 | 488400 | 0 | 0 | 0 | 0 | 488400
| Assistant Manager (MM3) | 804000 | 684000 | 120000 | 0 | 0 | 0 | 0 | 804000 | 884400 | 0 | 0 | 0 | 0 | 884400
| Officer I (SS1) | 230400 | 230400 | 0 | 0 | 0 | 0 | 0 | 230400 | 253440 | 0 | 0 | 0 | 0 | 253440
| Officer II (SS2) | 316800 | 316800 | 0 | 0 | 0 | 0 | 0 | 316800 | 348480 | 0 | 0 | 0 | 0 | 348480
| Officer III (SS3) | 163200 | 96000 | 67200 | 0 | 0 | 0 | 0 | 163200 | 179520 | 0 | 0 | 0 | 0 | 179520
| Officer IV (SS4) | 172800 | 96000 | 76800 | 0 | 0 | 0 | 0 | 172800 | 190080 | 0 | 0 | 0 | 0 | 190080
| Staff I (JS1) | 86400 | 86400 | 0 | 0 | 0 | 0 | 0 | 86400 | 95040 | 0 | 0 | 0 | 0 | 95040
| Staff II (JS2) | 252000 | 151200 | 100800 | 0 | 0 | 0 | 0 | 252000 | 277200 | 0 | 0 | 0 | 0 | 277200
| Staff III (JS3) | 122400 | 93600 | 28800 | 57600 | 0 | 0 | 0 | 180000 | 134640 | 69696 | 0 | 0 | 0 | 204336
| Staff IV (JS4) | 0 | 0 | 0 | 0 | 0 | 0 | 0 | 0 | 0 | 0 | 0 | 0 | 0 | 0
| Staff V (JS5) | 0 | 0 | 0 | 0 | 0 | 0 | 0 | 0 | 0 | 0 | 0 | 0 | 0 | 0
20039 | Entertainment allowance | 2861100 | 1744200 | 1116900 | 999600 | 0 | 0 | 0 | 3860700 | 3147210 | 1209516 | 0 | 0 | 0 | 4356726
| Managing Director / CEO (EG1) | 51000 | 25500 | 25500 | 51000 | 0 | 0 | 0 | 102000 | 56100 | 61710 | 0 | 0 | 0 | 117810
| Executive Director (EG2) | 204000 | 102000 | 102000 | 204000 | 0 | 0 | 0 | 408000 | 224400 | 246840 | 0 | 0 | 0 | 471240
| General Manager (EG3) | 433500 | 178500 | 255000 | 510000 | 0 | 0 | 0 | 943500 | 476850 | 617100 | 0 | 0 | 0 | 1093950
| Assistant General Manager (SM1) | 856800 | 428400 | 428400 | 204000 | 0 | 0 | 0 | 1060800 | 942480 | 246840 | 0 | 0 | 0 | 1189320
| Principal Manager (SM2) | 596700 | 443700 | 153000 | 30600 | 0 | 0 | 0 | 627300 | 656370 | 37026 | 0 | 0 | 0 | 693396
| Senior Manager (SM3) | 719100 | 566100 | 153000 | 0 | 0 | 0 | 0 | 719100 | 791010 | 0 | 0 | 0 | 0 | 791010
20040 | Utility allowance | 43356979.35 | 30943314.9 | 12413664.45 | 6719784.3 | 0 | 0 | 0 | 50076763.65 | 47692677.285 | 8130939.003 | 0 | 0 | 0 | 55823616.288
20041 | Productivity bonus | 24087210.75 | 17190730.5 | 6896480.25 | 3733213.5 | 0 | 0 | 0 | 27820424.25 | 26495931.825 | 4517188.335 | 0 | 0 | 0 | 31013120.16
20042 | Domestic servant allowance | 149473674 | 85413528 | 64060146 | 66880404 | 0 | 0 | 0 | 216354078 | 164421041.4 | 80925288.84 | 0 | 0 | 0 | 245346330.24
| Managing Director / CEO (EG1) | 4834728 | 2417364 | 2417364 | 4834728 | 0 | 0 | 0 | 9669456 | 5318200.8 | 5850020.88 | 0 | 0 | 0 | 11168221.68
| Executive Director (EG2) | 16115760 | 8057880 | 8057880 | 16115760 | 0 | 0 | 0 | 32231520 | 17727336 | 19500069.6 | 0 | 0 | 0 | 37227405.6
| General Manager (EG3) | 27396792 | 11281032 | 16115760 | 32231520 | 0 | 0 | 0 | 59628312 | 30136471.2 | 39000139.2 | 0 | 0 | 0 | 69136610.4
| Assistant General Manager (SM1) | 50764644 | 25382322 | 25382322 | 12086820 | 0 | 0 | 0 | 62851464 | 55841108.4 | 14625052.2 | 0 | 0 | 0 | 70466160.6
| Principal Manager (SM2) | 31425732 | 23367852 | 8057880 | 1611576 | 0 | 0 | 0 | 33037308 | 34568305.2 | 1950006.96 | 0 | 0 | 0 | 36518312.16
| Senior Manager (SM3) | 18936018 | 14907078 | 4028940 | 0 | 0 | 0 | 0 | 18936018 | 20829619.8 | 0 | 0 | 0 | 0 | 20829619.8
20045 | Hazard allowance | 28904652.9 | 20628876.6 | 8275776.3 | 4479856.2 | 0 | 0 | 0 | 33384509.1 | 31795118.19 | 5420626.002 | 0 | 0 | 0 | 37215744.192
20046 | Power/Transmission all'ce | 43356979.35 | 30943314.9 | 12413664.45 | 6719784.3 | 0 | 0 | 0 | 50076763.65 | 47692677.285 | 8130939.003 | 0 | 0 | 0 | 55823616.288
20047 | Turn around maintenance | 0 | 0 | 0 | 0 | 0 | 0 | 0 | 0 | 0 | 0 | 0 | 0 | 0 | 0
20049 | Furniture Allowance | 115618611.6 | 82515506.4 | 33103105.2 | 17919424.8 | 0 | 0 | 0 | 133538036.4 | 127180472.76 | 21682504.008 | 0 | 0 | 0 | 148862976.768

## Revenue Forecast (2)
Budget Revenue Summary - 2014 to 2016
HIGH | HIGH | 2014 | 2015 | 2016 | 2017 | 2018
| Annual Generation MWh | 35667769.2 | 42710106.4 | 49201934.5524 | 55520602.7048 | 61925850.8571
| Annual TSP Revenue N | 35558245068.5956 | 45134395565.9634 | 52553802463.8815 | 59933786440.2799 | 67552011009.7025
| Annual MO Revenue N | 1474222469.1014 | 1902626467.089 | 2215389267.1015 | 2526490206.0665 | 2847634103.4479
| Annual SO Revenue N | 5603213936.0652 | 7231488706.0552 | 8420235259.8782 | 9602665424.4341 | 10823266791.5989
| Annual SOA Revenue N | 599344929.5533 | 773512512.3814 | 900666183.0582 | 1027144224.3687 | 1157705228.957
| Annual TSP Revenue USD | 188138862.7968 | 238806325.7458 | 278062446.8988 | 317109981.1655 | 357418047.6704
| Annual MO Revenue USD | 7800118.8841 | 10066806.7042 | 11721636.3339 | 13367673.048 | 15066847.1082
| Annual SO Revenue USD | 29646634.5824 | 38261845.0056 | 44551509.3115 | 50807753.5684 | 57265961.8603
| Annual SOA Revenue USD | 3171137.1934 | 4092658.7957 | 4765429.54 | 5434625.5258 | 6125424.4918
| Exchange Rate | 178 | 189 | 198 | 207 | 216
LOW | LOW | 2014 | 2015 | 2016 | 2017 | 2018
| Annual Generation MWh | 24496376.16 | 29680533.12 | 35837947.7943 | 40489362.4686 | 44999177.1429
| Annual TSP Revenue N | 17940718682.7838 | 21956069124.3936 | 26796667062.6173 | 30595476517.0517 | 34361313068.5606
| Annual MO Revenue N | 648244662.7569 | 793329680.7484 | 968233029.5768 | 1105493860.4949 | 1241563294.9749
| Annual SO Revenue N | 2463843554.4627 | 3015281625.5564 | 3680052989.5533 | 4201752947.8678 | 4718924655.3479
| Annual SOA Revenue N | 263543772.9898 | 322528065.8696 | 393634996.7971 | 449438367.5646 | 504757376.2841
| Annual TSP Revenue USD | 94924437.475 | 116169677.9068 | 141781307.2096 | 161880828.1325 | 181805889.2516
| Annual MO Revenue USD | 3429865.9405 | 4197511.5384 | 5122926.0824 | 5849173.8651 | 6569117.9628
| Annual SO Revenue USD | 13036209.2829 | 15953871.0347 | 19471179.8389 | 22231497.0787 | 24967855.3193
| Annual SOA Revenue USD | 1394411.4973 | 1706497.703 | 2082724.8508 | 2377980.7808 | 2670673.9486
| Exchange Rate | 178 | 189 | 198 | 207 | 216
EXPECTED | EXPECTED | 2014 | 2015 | 2016 | 2017 | 2018
| Annual Generation MWh | 30078993.54 | 36178998.38 | 41860056.5533 | 47530314.7267 | 53205972.9
| Annual TSP Revenue N | 26021453272.2403 | 32498042324.7344 | 43612466114.3622 | 47530314.7267 | 49334269939.4526
| Annual MO Revenue N | 1020359073.8004 | 1289359914.9626 | 1730324708.1355 | 1730324708.1355 | 1957337289.9899
| Annual SO Revenue N | 3878173275.7025 | 4900589697.6497 | 6576605445.7524 | 6576605445.7524 | 7439433200.0221
| Annual SOA Revenue N | 414826832.465 | 524189085.161 | 703463257.4377 | 703463257.4377 | 795755189.4431
| Annual TSP Revenue USD | 137679646.9431 | 171947313.8875 | 230753788.9649 | 251483.1467 | 261027883.2775
| Annual MO Revenue USD | 5398725.2582 | 6822010.1321 | 9155157.1859 | 9155157.1859 | 10356281.9576
| Annual SO Revenue USD | 20519435.3212 | 25929046.0193 | 34796854.2103 | 34796854.2103 | 39362080.4234
| Annual SOA Revenue USD | 2194850.9654 | 2773487.2231 | 3722027.8171 | 3722027.8171 | 4210344.9177
| Exchange Rate | 178 | 189 | 198 | 207 | 216
|  | 2014 | 2015 | 2016 | 2017 | 2018
| Average Generation MW | 3433.6751 | 4130.0226 | 4778.5453 | 5425.835 | 6073.7412
20% | Peak Generation Adder MW | #VALUE! | #VALUE! | #VALUE! | #VALUE! | #VALUE!
Tabs created for USD exchange and conversion from Nira to USD
Note on B13: Author: 2014-2016 from myto2 2017 to 2018 are scaled from previous years
Note on B24: Author: 2014-2016 from myto2 2017 to 2018 are scaled from previous years
Note on B35: Author: 2014-2016 from myto2 2017 to 2018 are scaled from previous years