## Guide
NERC Distribution Usage Fee Tool
Version 2
The intention of this tool is to form a basis for negotiation on suitable usage fees between Discos and mini-grid operators in Nigeria, when a mini-grid operator is utilising assets of a Disco at the location of a mini-grid. Two options are provided as basis for negotiation: Option 1) The calculation of a usage fee based on a valuation of the assets at site, or Option 2) The calculation of a usage fee based on the loss of profits by the Disco. For Option 1), again two options exist: Option 1a) All assets can be valued at the time of filling the tool, in which the current value of the assets will be entered in the unit price and depreciation will start from there. The useful lifetime in the asset definitions would have to be defined as the remaining useful lifetime. Option 1b) The tool is set to be starting in year x after operation. For example: The Disco purchased assets in year 1, but now it is year 8 already. The tool should be set to start in year 8, with the various assets purchased entered accordingly in the year in which they have been purchased (Y1, Y2, Y3 and so on).
Distribution Usage Fee Tool Guide
Cells in this colour are input cells
Cells in this colour or darker are output cells
Fill for either option: Worksheet “Insert_Finance”
Number | Item | Description | Cell(s) | Input Parameter/ Formatting
1 | Financial Year | Select the current financial year; in the case of projections for the first year insert “Y1” | C3 | Y1-Y20 (drop-down list)
2 | Financial Year (end date) | Enter the end date of the period | C5 | Date format
3 | Inflation | Enter the annual inflation rate (in %) | C7 | Percentage
4 | Equity Share of Private Investment | Enter the equity share of the private investment deployed in the assets by the Disco; Please note that the equity and debt share combined make up the total Disco investment, and that any grant is not considered here. | C9 | Percentage
5 | Expected Equity IRR | Enter the Disco's expected equity IRR (in %). | C13 | Percentage
6 | Expected Debt Interest Rate | Enter the Disco's expected Debt interest rate (in %). | C15 | Percentage
Fill for either option: Worksheet “Insert_Electricity Passing Grid”
Number | Item | Description | Cell(s) | Input Parameter/ Formatting
1 | Customer group Name | Define the name of each customer Group. | B8-B18 | Text
2 | No. of customers | Enter the Number of customers per Customer Group. | D8-18 | Number
· Each “full year customer” (customers that are connected for the entire year) is counted as 1.
· If customers are connected only for a part of the year, take the corresponding fraction (e.g. half a year = 0.5; 1 month = 0.088)
3 | Average Consumption | Enter the average daily consumption per customer group | F8:H18 | kWh/day
4 | Additional customers | Insert the number of additional customers for that year per customer group | D27:J37 | Number
5 | Demand Growth | Insert the percentage growth you would expect an average customer of that customer group to experience in the given year | D42:J52 | Percentage
Please note that this concerns an average customer and not the entire customer group
Fill for either option: Worksheet “Insert_Disco Operational Cost”
Number | Item | Description | Cell(s) | Input Parameter/ Formatting
1 | Flexible Operational Costs incurred by Disco | Enter any flexible (i.e. changing) operational costs that the Disco will continue to incur for this project. The first entry has the option to increase yearly costs by a value which is different from inflation (e.g. for fuel costs) | B12:R20 | NGN
2 | Constant Operational Costs incurred by Disco | Enter any constant operational costs that the Disco will continue to incur for this project. Values are adjusted by inflation on a year to year basis. | B25:H75 | NGN
For both options: Output Sheet “Usage Fee Calc”
Number | Item | Description | Cell(s) | Input Parameter/ Formatting
1 | Usage Fee based on value of assets | Option 1 depicts the scenario of a usage fee based on the value of assets. A manual entry for the flat component can be made in the case a mixed usage fee is intended to be charged (flat/constant component plus a usage fee based on the amount of kWhs produced by the developer that are passing through the grid). | G23:023 | NGN
2 | Usage Fee based on loss of profit | Option 2 depicts the scenario of a usage fee based on the loss of profit of the Disco at the particular site. A manual entry for the flat component can be made in the case a mixed usage fee is intended to be charged (flat/constant component plus a usage fee based on the amount of kWhs produced by the developer that are passing through the grid). | G59:O59 | NGN
3 | Total Revenue for Disco | These fields calculate the total revenue made by the DISCO for the site. Entries can be made for the amount of electricity the DISCO intends to sell to the developer (in kWh/year) and the associated tariff (in NGN/kWh). The revenue from this is added to the usage fees to calculate the total profit. | G81:O83 | kWh/year; NGN/kWh
Fill for option 1 only: Worksheet “Insert_Asset_Definitions”
Number | Item | Description | Cell(s) | Input Parameter/ Formatting
1 | Useful Lifetime | Enter the Useful Lifetime of the asset categories, which will be equal to the duration of depreciation for that category. Also enter the type of unit for asset categories which are not pre-defined. Note that if you forget to enter the useful lifetime, it will be assumed to be twenty years. | D5-D55 | Years
The useful lifetime should be linked to the financing time of the assets, considering that the WACC is considered for the duration of depreciation. Please see options above for further explanation.
2 | Customer Connections | Define the types of customer connection | B44-B49 | Years
For example, this could be "single phase" and "three phase", or "residential", "commercial" etc.
Fill for option 1 only: Worksheet “Insert_Assets”
Number | Item | Description | Cell(s) | Input Parameter/ Formatting
1 | Grants | Enter grants that were used to fund any assets in the project, by entering the grant name and total amount of the grant | B10:C12 | NGN
Please do not enter any grants that have been provided in-kind. Only enter those which have been provided as cash (e.g. RBF)
2 | Asset Category | Select the asset category from the Drop-Down menu | B23, B30, B37,...B385 | Drop Down List
Note that different types of assets are listed one after the other, starting with customer connections, generation assets, project development costs, distribution assets, customer connections and finally companywide costs
3 | Name of Asset | Enter the name of the asset | C23, C30, C37, …C385 | Best available identifier
3 | Number of units | Enter the number of units. | D23, D30, D37, …D385 | Number of units, based on the units predefined for this asset category
4 | Unit Price | Enter the unit price or current value in NGN including capitalized shipping, customs, transport, installation cost (if not covered in the O&M) depending on which option has been chosen (see above) | F23, F30, F37, …F385 | NGN
5 | Connection Cost charged (NGN) | For the connection costs only, enter the connection cost charged to customers for connecting to the service (in NGN) Note that only the price of the connection minus the cost charged will be considered in the calculation. | G23, G30, G37, …G385 | NGN
6 | Financial Year | Select the financial year of purchase or alternatively the current year depending on which option has been chosen (see above). | H23, H30, H37, …H385 | Y1-Y20 (drop-down list)
7 | CAPEX Grant | Select the CAPEX Grant used for this asset | I23, I30, I37, …I385 | Drop Down List
Note that the entire CAPEX Grant which has been entered under "1" on this sheet should be used up/distributed among assets. In case it is not fully used up, an error will flag up in cells F12-F14
Fill for Option 2 only: Worksheet “Insert_Last Year Revenue”
Number | Item | Description | Cell(s) | Input Parameter/ Formatting
1;2 | Month and Year for calculation | The month and year that signifies the start of the last full 12 months of operation should be entered here. | D3-D4 | NGN
3;4;5 | Revenue Calculation | The following should be entered in fields to yield the revenue for the site for the last 12 months: Customer Category names (e.g. Residential, Commercial...), their demand for each month (in kWh/month) and the associated tariff (in NGN/kWh). | B8:Q18 | Various
Fill for Option 2 only: Worksheet “Insert_Last Year Op Cost”
Number | Item | Description | Cell(s) | Input Parameter/ Formatting
1;2 | Operational Costs for last year | The names of operational expenditures as well as their values per month (in NGN/month) should be entered here. | B8:O36 | Various

## Insert_Finance
For both options: Finance
1 | Financial year
2 | Financial year (end date)
3 | Inflation (%)
4 | Equity Share of Private Investment by the DISCO (%) |  | Fill for Option 1 only
| Debt Share of Private Investment by the DISCO (%) | 100%
5 | Equity Expected ROI (%) |  | Fill for Option 1 only
6 | Debt Interest Rate (%) |  | Fill for Option 1 only
| Return on RAB/WACC (%) | 0%

## Insert_Electricity Passing Grid
For both options: Estimated electricity passing through mini-grid
| Financial year | 0 |  | This sheet is only required to be filled in case the usage fee is intended to contain a component where the Disco charges the developer a per kWh fee for electricity passing through the mini-grid
| Financial year (end date) | 0
|  | No. of customers |  | Average Daily Consumption (kWh/day) |  | Total Energy Consumption (kWh/year)
| Customer group name | 0
1;2 |  |  | x |  | = | 0
|  |  | x |  | = | 0
|  |  | x |  | = | 0
|  |  | x |  | = | 0
|  |  | x |  | = | 0
|  |  | x |  | = | 0
| Total | 0 |  |  |  | 0
6 | Customer # growth absolute[Y1=25%][Y2=50%], [Y10=max=75%] |  |  | 25
Customer # growth relative for calc.
|  | Additional customers connected in that year | [6 empty] | Total customers in that year
| Customer group name | #N/A |  | #N/A | 0 | #N/A | 0 | #N/A | #N/A |  | #N/A | 0 | #N/A | 0 | #N/A
3 | 0 | [7 empty] | 0 |  | 0 | 0% | 0 | 0% | 0
| 0 | [7 empty] | 0 |  | 0 | 0% | 0 | 0% | 0
| 0 | [7 empty] | 0 |  | 0 | 0% | 0 | 0% | 0
| 0 | [7 empty] | 0 |  | 0 | 0% | 0 | 0% | 0
| 0 | [7 empty] | 0 |  | 0 | 0% | 0 | 0% | 0
| 0 | [7 empty] | 0 |  | 0 | 0% | 0 | 0% | 0
[8 empty] | Total | 0 | 0 | 0 | 0 | 0 | 0 | 0
|  | Demand Growth for that year compared to previous year per customer (in %) | [6 empty] | Total Energy Consumption by the mini-grid developer (kWh/year)
| Customer group name | #N/A |  | #N/A |  | #N/A |  | #N/A | #N/A | 0 | #N/A | 0 | #N/A | 0 | #N/A
4 | 0 | [7 empty] | 0 |  | 0 | 0% | 0 | 0% | 0
[12 empty] | 0% |  | 0%
| 0 | [7 empty] | 0 |  | 0 | 0% | 0 | 0% | 0
[12 empty] | 0% |  | 0%
| 0 | [7 empty] | 0 |  | 0 | 0% | 0 | 0% | 0
[12 empty] | 0% |  | 0%
| 0 | [7 empty] | 0 |  | 0 | 0% | 0 | 0% | 0
| 0 | [7 empty] | 0 |  | 0 | 0% | 0 | 0% | 0
| 0 | [7 empty] | 0 |  | 0 | 0% | 0 | 0% | 0
[8 empty] | Total | 0 | 0 | 0 | 0 | 0 | 0 | 0

## Insert_Disco Operational Cost
For both options: Operational Cost incurred by Disco
| Financial year | 0 | #N/A |  | #N/A |  | #N/A | #N/A | #N/A | #N/A |  | #N/A |  | #N/A | #N/A |  | #N/A |  | #N/A | #N/A |  | #N/A |  | #N/A |  | #N/A |  | #N/A | #N/A | #N/A | #N/A
| Financial year (end date) | 0 | 1900-12-31 |  | 1901-12-31 |  | 1902-12-31 | 1903-12-31 | 1904-12-31 | 1905-12-31 |  | 1906-12-31 |  | 1907-12-31 | 1908-12-31 |  | 1909-12-31 |  | 1910-12-31 | 1911-12-31 |  | 1912-12-31 |  | 1913-12-31 |  | 1914-12-31 |  | 1915-12-31 | 1916-12-31 | 1917-12-31 | 1918-12-31
| TOTAL Operational Costs | 0 | 0 |  | 0 |  | 0 | 0 | 0 | 0 |  | 0 |  | 0 | 0 |  | 0 |  | 0 | 0 |  | 0 |  | 0 |  | 0 |  | 0 | 0 | 0 | 0
| Flexible Operational Cost incurred by Disco only |  |  |  | Number of Units per year | [6 empty] | Unit Cost (NGN/unit) |  | Cost
[15 empty] | 1 |  | 2 |  | 3 | 4 | 5 | 5 | 6 | 6 | 7 | 7 | 8 | 8 | 9 | 10 | 11 | 13 | 12 | 14 | 13 | 15 | 14 | 16 | 15 | 16 | 17 | 18 | 21 | 19
| Name of account | Yearly cost increase per unit (%) | Unit Measurement |  | 0 |  | #N/A | #N/A | #N/A | #N/A |  | 0 |  | 0 | #N/A |  | #N/A |  | #N/A | #N/A |  | #N/A |  | #N/A |  | #N/A |  | #N/A | #N/A | #N/A | #N/A |  | #N/A |  | #N/A |  | #N/A |  | #N/A | #N/A | #N/A | #N/A |  | #N/A
1 | [10 empty] | x |  | = | 0 | 0 | 0 | 0 | 0 | 0 | 0 |  | 0 |  | 0 |  | 0 |  | 0 | 0 | 0 | 0 |  | 0 |  | 0 |  | 0 |  | 0 | 0 | 0 | 0 |  | 0
[11 empty] | x |  | = | 0 | 0 | 0 | 0 | 0 | 0 | 0 |  | 0 |  | 0 |  | 0 |  | 0 | 0 | 0 | 0 |  | 0 |  | 0 |  | 0 |  | 0 | 0 | 0 | 0 |  | 0
[11 empty] | x |  | = | 0 | 0 | 0 | 0 | 0 | 0 | 0 |  | 0 |  | 0 |  | 0 |  | 0 | 0 | 0 | 0 |  | 0 |  | 0 |  | 0 |  | 0 | 0 | 0 | 0 |  | 0
[11 empty] | x |  | = | 0 | 0 | 0 | 0 | 0 | 0 | 0 |  | 0 |  | 0 |  | 0 |  | 0 | 0 | 0 | 0 |  | 0 |  | 0 |  | 0 |  | 0 | 0 | 0 | 0 |  | 0
[11 empty] | x |  | = | 0 | 0 | 0 | 0 | 0 | 0 | 0 |  | 0 |  | 0 |  | 0 |  | 0 | 0 | 0 | 0 |  | 0 |  | 0 |  | 0 |  | 0 | 0 | 0 | 0 |  | 0
| Constant Operational Costs incurred by Disco only | [5 empty] | Cost
| Name of account | Unit Measurement | Number of Units per year |  | Unit Cost (NGN/unit) |  | 0 | #N/A | #N/A | #N/A |  | #N/A |  | #N/A | #N/A |  | #N/A |  | #N/A | #N/A |  | #N/A |  | #N/A |  | #N/A |  | #N/A | #N/A | #N/A | #N/A |  | #N/A |  | #N/A |  | #N/A
2 | Staff Salary from head office (Allocation to this project) |  |  | x |  | = | 0 | 0 | 0 | 0 |  | 0 |  | 0 | 0 |  | 0 |  | 0 | 0 |  | 0 |  | 0 |  | 0 |  | 0 | 0 | 0 | 0 |  | 0 |  | 0 |  | 0
| Fixed data cost |  |  | x |  | = | 0 | 0 | 0 | 0 |  | 0 |  | 0 | 0 |  | 0 |  | 0 | 0 |  | 0 |  | 0 |  | 0 |  | 0 | 0 | 0 | 0 |  | 0 |  | 0 |  | 0
| Remote monitoring equipment (VSAT) |  |  | x |  | = | 0 | 0 | 0 | 0 |  | 0 |  | 0 | 0 |  | 0 |  | 0 | 0 |  | 0 |  | 0 |  | 0 |  | 0 | 0 | 0 | 0 |  | 0 |  | 0 |  | 0
| Service & Maintenance |  |  | x |  | = | 0 | 0 | 0 | 0 |  | 0 |  | 0 | 0 |  | 0 |  | 0 | 0 |  | 0 |  | 0 |  | 0 |  | 0 | 0 | 0 | 0 |  | 0 |  | 0 |  | 0
| Logistics |  |  | x |  | = | 0 | 0 | 0 | 0 |  | 0 |  | 0 | 0 |  | 0 |  | 0 | 0 |  | 0 |  | 0 |  | 0 |  | 0 | 0 | 0 | 0 |  | 0 |  | 0 |  | 0
| Local staff salary |  |  | x |  | = | 0 | 0 | 0 | 0 |  | 0 |  | 0 | 0 |  | 0 |  | 0 | 0 |  | 0 |  | 0 |  | 0 |  | 0 | 0 | 0 | 0 |  | 0 |  | 0 |  | 0
| Security |  |  | x |  | = | 0 | 0 | 0 | 0 |  | 0 |  | 0 | 0 |  | 0 |  | 0 | 0 |  | 0 |  | 0 |  | 0 |  | 0 | 0 | 0 | 0 |  | 0 |  | 0 |  | 0
| Local Office costs |  |  | x |  | = | 0 | 0 | 0 | 0 |  | 0 |  | 0 | 0 |  | 0 |  | 0 | 0 |  | 0 |  | 0 |  | 0 |  | 0 | 0 | 0 | 0 |  | 0 |  | 0 |  | 0
| Insurance for assets |  |  | x |  | = | 0 | 0 | 0 | 0 |  | 0 |  | 0 | 0 |  | 0 |  | 0 | 0 |  | 0 |  | 0 |  | 0 |  | 0 | 0 | 0 | 0 |  | 0 |  | 0 |  | 0
|  |  |  | x |  | = | 0 | 0 | 0 | 0 |  | 0 |  | 0 | 0 |  | 0 |  | 0 | 0 |  | 0 |  | 0 |  | 0 |  | 0 | 0 | 0 | 0 |  | 0 |  | 0 |  | 0
|  |  |  | x |  | = | 0 | 0 | 0 | 0 |  | 0 |  | 0 | 0 |  | 0 |  | 0 | 0 |  | 0 |  | 0 |  | 0 |  | 0 | 0 | 0 | 0 |  | 0 |  | 0 |  | 0
|  |  |  | x |  | = | 0 | 0 | 0 | 0 |  | 0 |  | 0 | 0 |  | 0 |  | 0 | 0 |  | 0 |  | 0 |  | 0 |  | 0 | 0 | 0 | 0 |  | 0 |  | 0 |  | 0
|  |  |  | x |  | = | 0 | 0 | 0 | 0 |  | 0 |  | 0 | 0 |  | 0 |  | 0 | 0 |  | 0 |  | 0 |  | 0 |  | 0 | 0 | 0 | 0 |  | 0 |  | 0 |  | 0
|  |  |  | x |  | = | 0 | 0 | 0 | 0 |  | 0 |  | 0 | 0 |  | 0 |  | 0 | 0 |  | 0 |  | 0 |  | 0 |  | 0 | 0 | 0 | 0 |  | 0 |  | 0 |  | 0
|  |  |  | x |  | = | 0 | 0 | 0 | 0 |  | 0 |  | 0 | 0 |  | 0 |  | 0 | 0 |  | 0 |  | 0 |  | 0 |  | 0 | 0 | 0 | 0 |  | 0 |  | 0 |  | 0
|  |  |  | x |  | = | 0 | 0 | 0 | 0 |  | 0 |  | 0 | 0 |  | 0 |  | 0 | 0 |  | 0 |  | 0 |  | 0 |  | 0 | 0 | 0 | 0 |  | 0 |  | 0 |  | 0
|  |  |  | x |  | = | 0 | 0 | 0 | 0 |  | 0 |  | 0 | 0 |  | 0 |  | 0 | 0 |  | 0 |  | 0 |  | 0 |  | 0 | 0 | 0 | 0 |  | 0 |  | 0 |  | 0
|  |  |  | x |  | = | 0 | 0 | 0 | 0 |  | 0 |  | 0 | 0 |  | 0 |  | 0 | 0 |  | 0 |  | 0 |  | 0 |  | 0 | 0 | 0 | 0 |  | 0 |  | 0 |  | 0
|  |  |  | x |  | = | 0 | 0 | 0 | 0 |  | 0 |  | 0 | 0 |  | 0 |  | 0 | 0 |  | 0 |  | 0 |  | 0 |  | 0 | 0 | 0 | 0 |  | 0 |  | 0 |  | 0
|  |  |  | x |  | = | 0 | 0 | 0 | 0 |  | 0 |  | 0 | 0 |  | 0 |  | 0 | 0 |  | 0 |  | 0 |  | 0 |  | 0 | 0 | 0 | 0 |  | 0 |  | 0 |  | 0
|  |  |  | x |  | = | 0 | 0 | 0 | 0 |  | 0 |  | 0 | 0 |  | 0 |  | 0 | 0 |  | 0 |  | 0 |  | 0 |  | 0 | 0 | 0 | 0 |  | 0 |  | 0 |  | 0
|  |  |  | x |  | = | 0 | 0 | 0 | 0 |  | 0 |  | 0 | 0 |  | 0 |  | 0 | 0 |  | 0 |  | 0 |  | 0 |  | 0 | 0 | 0 | 0 |  | 0 |  | 0 |  | 0
|  |  |  | x |  | = | 0 | 0 | 0 | 0 |  | 0 |  | 0 | 0 |  | 0 |  | 0 | 0 |  | 0 |  | 0 |  | 0 |  | 0 | 0 | 0 | 0 |  | 0 |  | 0 |  | 0
|  |  |  | x |  | = | 0 | 0 | 0 | 0 |  | 0 |  | 0 | 0 |  | 0 |  | 0 | 0 |  | 0 |  | 0 |  | 0 |  | 0 | 0 | 0 | 0 |  | 0 |  | 0 |  | 0
|  |  |  | x |  | = | 0 | 0 | 0 | 0 |  | 0 |  | 0 | 0 |  | 0 |  | 0 | 0 |  | 0 |  | 0 |  | 0 |  | 0 | 0 | 0 | 0 |  | 0 |  | 0 |  | 0
|  |  |  | x |  | = | 0 | 0 | 0 | 0 |  | 0 |  | 0 | 0 |  | 0 |  | 0 | 0 |  | 0 |  | 0 |  | 0 |  | 0 | 0 | 0 | 0 |  | 0 |  | 0 |  | 0

## Usage Fee Calc
Usage Fee Calculation
|  | Required Revenue based on value of assets | 0 |  | #N/A |  | #N/A |  | #N/A |  | #N/A | Required Revenue Development in following years | #N/A | #N/A | #N/A | #N/A | #N/A |  | #N/A | #N/A | #N/A | #N/A | #N/A | #N/A | #N/A | #N/A |  | #N/A | #N/A
1 | Option 1: Usage Fee based on valued assets | Operational Cost incurred by Disco (NGN/year) | 0 |  | 0 |  | 0 |  | 0 |  | 0 |  | 0 | 0 | 0 | 0 | 0 |  | 0 | 0 | 0 | 0 | 0 | 0 | 0 | 0 |  | 0 | 0
|  | Depreciation (NGN/year) | 0 |  | 0 |  | 0 |  | 0 |  | 0 |  | 0 | 0 | 0 | 0 | 0 |  | 0 | 0 | 0 | 0 | 0 | 0 | 0 | 0 |  | 0 | 0
[19 empty] | 0 |  |  |  |  | 0
|  | Return (average) (NGN/year) | 0 |  | 0 |  | 0 |  | 0 |  | 0 |  | 0 | 0 | 0 | 0 | 0 |  | 0 | 0 | 0 | 0 | 0 | 0 | 0 | 0 |  | 0 | 0
NERC Fee (NGN/year)
|  | Required Revenue Total based on value of assets (NGN/year) | 0 |  | 0 |  | 0 |  | 0 |  | 0 |  | 0 | 0 | 0 | 0 | 0 | #REF! | 0 | 0 | 0 | 0 | 0 | 0 | 0 | 0 | #REF! | 0 | 0
|  | Usage Fee Calculation | 0 |  | #N/A |  | #N/A |  | #N/A |  | #N/A | Fee Development in following years | #N/A | #N/A | #N/A | #N/A | #N/A |  | #N/A | #N/A | #N/A | #N/A | #N/A | #N/A | #N/A | #N/A |  | #N/A | #N/A
|  | Total electricity of developer passing through grid (kWh/year) | 0 |  | 0 |  | 0 |  | 0 |  | 0 |  | 0 | 0 | 0 | 0 | 0 |  | 0 | 0 | 0 | 0 | 0 | 0 | 0 | 0 |  | 0 | 0
|  | Usage Fee based on kWh passing through grid (NGN/kWh) | #DIV/0! |  | #DIV/0! |  | #DIV/0! |  | #DIV/0! |  | #DIV/0! |  | #DIV/0! | #DIV/0! | #DIV/0! | #DIV/0! | #DIV/0! |  | #DIV/0! | #DIV/0! | #DIV/0! | #DIV/0! | #DIV/0! | #DIV/0! | #DIV/0! | #DIV/0! |  | #DIV/0! | #DIV/0!
|  | Pure Flat Rate Usage Fee (NGN/month) | 0 |  | 0 |  | 0 |  | 0 |  | 0 |  | 0 | 0 | 0 | 0 | 0 |  | 0 | 0 | 0 | 0 | 0 | 0 | 0 | 0 |  | 0 | 0
|  | Mixed Usage Fee (Flat Rate + kWh Charge) | 0 | 0 | #N/A | 0 | #N/A | 0 | #N/A | 0 | #N/A | Fee Development assuming constant flat component | #N/A | #N/A | #N/A | #N/A | #N/A |  | #N/A | #N/A | #N/A | #N/A | #N/A | #N/A | #N/A | #N/A |  | #N/A | #N/A
|  | Desired Flat Rate Usage Fee Component (NGN/month) | [10 empty] | 0 | 0 | 0 | 0 | 0 |  | 0 | 0 | 0 | 0 | 0 | 0 | 0 | 0 |  | 0 | 0
|  | Usage Fee based on kWh passing grid component (NGN/kWh) | #DIV/0! |  | #DIV/0! |  | #DIV/0! |  | #DIV/0! |  | #DIV/0! |  | #DIV/0! | #DIV/0! | #DIV/0! | #DIV/0! | #DIV/0! |  | #DIV/0! | #DIV/0! | #DIV/0! | #DIV/0! | #DIV/0! | #DIV/0! | #DIV/0! | #DIV/0! |  | #DIV/0! | #DIV/0!
2 | Option 2: Usage Fee based on loss of profit | Required Revenue based on loss of profit | 0 |  | #N/A |  | #N/A |  | #N/A |  | #N/A | Required Revenue Development in following years | #N/A | #N/A | #N/A | #N/A | #N/A |  | #N/A | #N/A | #N/A | #N/A | #N/A | #N/A | #N/A | #N/A |  | #N/A | #N/A
|  | Operational Cost incurred by Disco (NGN/year) | 0 |  | 0 |  | 0 |  | 0 |  | 0 |  | 0 | 0 | 0 | 0 | 0 |  | 0 | 0 | 0 | 0 | 0 | 0 | 0 | 0 |  | 0 | 0
|  | Previous year's Profit (NGN/year) | 0 |  | 0 |  | 0 |  | 0 |  | 0 |  | 0 | 0 | 0 | 0 | 0 |  | 0 | 0 | 0 | 0 | 0 | 0 | 0 | 0 |  | 0 | 0
|  | Required Revenue Total based on loss of profit | 0 |  | 0 |  | 0 |  | 0 |  | 0 |  | 0 | 0 | 0 | 0 | 0 |  | 0 | 0 | 0 | 0 | 0 | 0 | 0 | 0 |  | 0 | 0
|  | Usage Fee Calculation | 0 |  | #N/A |  | #N/A |  | #N/A |  | #N/A | Fee Development in following years | #N/A | #N/A | #N/A | #N/A | #N/A |  | #N/A | #N/A | #N/A | #N/A | #N/A | #N/A | #N/A | #N/A |  | #N/A | #N/A
|  | Total electricity of developer passing through grid (kWh/year) | 0 |  | 0 |  | 0 |  | 0 |  | 0 |  | 0 | 0 | 0 | 0 | 0 |  | 0 | 0 | 0 | 0 | 0 | 0 | 0 | 0 |  | 0 | 0
|  | Usage Fee based on kWh passing through grid (NGN/kWh) | #DIV/0! |  | #DIV/0! |  | #DIV/0! |  | #DIV/0! |  | #DIV/0! |  | #DIV/0! | #DIV/0! | #DIV/0! | #DIV/0! | #DIV/0! |  | #DIV/0! | #DIV/0! | #DIV/0! | #DIV/0! | #DIV/0! | #DIV/0! | #DIV/0! | #DIV/0! |  | #DIV/0! | #DIV/0!
|  | Pure Flat Rate Usage Fee (NGN/month) | 0 |  | 0 |  | 0 |  | 0 |  | 0 |  | 0 | 0 | 0 | 0 | 0 |  | 0 | 0 | 0 | 0 | 0 | 0 | 0 | 0 |  | 0 | 0
|  | Mixed Usage Fee (Flat Rate + kWh Charge) | 0 | 0 | #N/A | 0 | #N/A | 0 | #N/A | 0 | #N/A | Fee Development assuming constant flat component | #N/A | #N/A | #N/A | #N/A | #N/A |  | #N/A | #N/A | #N/A | #N/A | #N/A | #N/A | #N/A | #N/A |  | #N/A | #N/A
|  | Desired Flat Rate Usage Fee Component (NGN/month) | [10 empty] | 0 | 0 | 0 | 0 | 0 |  | 0 | 0 | 0 | 0 | 0 | 0 | 0 | 0 |  | 0 | 0
|  | Usage Fee based on kWh passing grid component (NGN/kWh) | #DIV/0! |  | #DIV/0! |  | #DIV/0! |  | #DIV/0! |  | #DIV/0! |  | #DIV/0! | #DIV/0! | #DIV/0! | #DIV/0! | #DIV/0! |  | #DIV/0! | #DIV/0! | #DIV/0! | #DIV/0! | #DIV/0! | #DIV/0! | #DIV/0! | #DIV/0! |  | #DIV/0! | #DIV/0!
3 | Total Revenue to Disco | Revenue to Disco based on Electricity Sales to Developer | 0 |  | #N/A |  | #N/A |  | #N/A |  | #N/A | Fee Development in following years | #N/A | #N/A | #N/A | #N/A | #N/A |  | #N/A | #N/A | #N/A | #N/A | #N/A | #N/A | #N/A | #N/A |  | #N/A | #N/A
|  | Total electricity sold to developer (kWh/year) | [10 empty] | 0 | 0 | 0 | 0 | 0 |  | 0 | 0 | 0 | 0 | 0 | 0 | 0 | 0 |  | 0 | 0
|  | Agreed Tariff Rate between developer and Disco (NGN/kWh) | [10 empty] | 0 | 0 | 0 | 0 | 0 |  | 0 | 0 | 0 | 0 | 0 | 0 | 0 | 0 |  | 0 | 0
|  | Total Revenue to Disco based on Electricity Sales (NGN/year) | 0 |  | 0 |  | 0 |  | 0 |  | 0 |  | 0 | 0 | 0 | 0 | 0 |  | 0 | 0 | 0 | 0 | 0 | 0 | 0 | 0 |  | 0 | 0
|  | Total Revenue to Disco | 0 |  | #N/A |  | #N/A |  | #N/A |  | #N/A | Fee Development in following years | #N/A | #N/A | #N/A | #N/A | #N/A |  | #N/A | #N/A | #N/A | #N/A | #N/A | #N/A | #N/A | #N/A |  | #N/A | #N/A
|  | Total Revenue to Disco based on option 1 | 0 |  | 0 |  | 0 |  | 0 |  | 0 |  | 0 | 0 | 0 | 0 | 0 |  | 0 | 0 | 0 | 0 | 0 | 0 | 0 | 0 |  | 0 | 0
|  | Total Revenue to Disco based on option 2 | 0 |  | 0 |  | 0 |  | 0 |  | 0 |  | 0 | 0 | 0 | 0 | 0 |  | 0 | 0 | 0 | 0 | 0 | 0 | 0 | 0 |  | 0 | 0

## Opt. 1 Insert_Asset_Definitions
For Option 1 only: Asset Definitions
| Asset category | Unit | Useful Life = Duration of Depreciation
1;2 | Generation Assets
| PV incl. Support structure | kWp
| Lead Acid Battery | kWh
| LiIon Battery | kWh
| Battery Inverter | kW
| PV Inverter | kW
| Diesel Generator | kVA
| Diesel Tank | l
| Grounding | Unit
| Lightning Protection | Unit
| Power House | Nos.
| Distr. Box and Cabling | Nos.
Other
Project Development Costs
| System Design and administrative cost | Unit
| Fees for permits | Unit
| ESIA | Unit
| Land acquisition | Square m
| Village communication incl. Travel cost | Unit
| Acquisition of debt capital | Unit
Misc.
Initial Operational Costs
| Customer Training | Unit
| Productive Use Stimulation | Unit | 5
Distribution Assets
| Concrete Pole 6m | Nos.
| Concrete Pole 9m | Nos.
| Steel Pole 6m | Nos.
| Steel Pole 9m | Nos.
| Wooden Pole 6m | Nos.
| Feeder Pillar | Nos.
| Transformer 33/11 kV | Nos.
| Transformer 11/.415 kV | Nos.
| Transformer Meter | Nos.
| Underground Cable | km
| Aluminium Wire 25mm | km
| Aluminium Wire 35mm | km
| Aluminium Wire 50mm | km
| Aluminium Wire 70mm | km
| Aluminium Wire 100mm | km
| Aluminium Wire 150mm | km
| Pole Dressing | per pole
| Stay Wire | Nos.
| Concrete Foundation | per pole
| Installation | per km
Customer Connections
per connection
per connection
per connection
per connection
per connection
per connection
Companywide costs
| Car 4x4 | Nos.
| Regular Car | Nos.
| Motor bike | Nos.
| Lorry | Nos.
Other

## Opt. 1 Insert_Assets
For option 1 only: Assets owned by DISCO
| Financial year | 0
| Financial year (end date) | 0
[74 empty] | Financial year | 0 | Y1 | Y2 | Y3 | Y4 | Y5 | Y6 | Y7 | Y8 | Y9 | Y10 | Y11 | Y12 | Y13 | Y14 | Y15 | Y16 | Y17 | Y18 | Y19 | Y20
[74 empty] | Financial year end date | #N/A | #N/A | #N/A | #N/A | #N/A | #N/A | #N/A | #N/A | #N/A | #N/A | #N/A | #N/A | #N/A | #N/A | #N/A | #N/A | #N/A | #N/A | #N/A | #N/A | #N/A
| CAPEX GRANTS | [72 empty] | Previous financial year for side calculation |  | Y0 | Y1 | Y2 | Y3 | Y4 | Y5 | Y6 | Y7 | Y8 | Y9 | Y10 | Y11 | Y12 | Y13 | Y14 | Y15 | Y16 | Y17 | Y18 | Y19
1 | Grant Name | Total Grant amount (NGN) | Number of assets applied to | Total Grant amount applied | CHECK
|  |  | 0 | 0 | OK | [68 empty] | TOTAL
|  |  | 0 | 0 | OK | [68 empty] | Regulatory Asset Base |  | 0 | 0 | 0 | 0 | 0 | 0 | 0 | 0 | 0 | 0 | 0 | 0 | 0 | 0 | 0 | 0 | 0 | 0 | 0 | 0
|  |  | 0 | 0 | OK | [68 empty] | Depreciation |  | 0 | 0 | 0 | 0 | 0 | 0 | 0 | 0 | 0 | 0 | 0 | 0 | 0 | 0 | 0 | 0 | 0 | 0 | 0 | 0
[74 empty] | Return on asset (WACC*RAB) |  | 0 | 0 | 0 | 0 | 0 | 0 | 0 | 0 | 0 | 0 | 0 | 0 | 0 | 0 | 0 | 0 | 0 | 0 | 0 | 0
[74 empty] | Deprecation + return on assets |  | 0 | 0 | 0 | 0 | 0 | 0 | 0 | 0 | 0 | 0 | 0 | 0 | 0 | 0 | 0 | 0 | 0 | 0 | 0 | 0
Asset Investment
[14 empty] | 0 |  |  | #N/A |  |  | #N/A |  |  | #N/A |  |  | #N/A |  |  | #N/A |  |  | #N/A |  |  | #N/A |  |  | #N/A |  |  | #N/A |  |  | #N/A |  |  | #N/A |  |  | #N/A |  |  | #N/A |  |  | #N/A |  |  | #N/A |  |  | #N/A |  |  | #N/A |  |  | #N/A |  |  | #N/A
[14 empty] | TOTAL Depreciation | Regulatory Asset Base | Return | TOTAL Depreciation | Regulatory Asset Base | Return | TOTAL Depreciation | Regulatory Asset Base | Return | TOTAL Depreciation | Regulatory Asset Base | Return | TOTAL Depreciation | Regulatory Asset Base | Return | TOTAL Depreciation | Regulatory Asset Base | Return | TOTAL Depreciation | Regulatory Asset Base | Return | TOTAL Depreciation | Regulatory Asset Base | Return | TOTAL Depreciation | Regulatory Asset Base | Return | TOTAL Depreciation | Regulatory Asset Base | Return | TOTAL Depreciation | Regulatory Asset Base | Return | TOTAL Depreciation | Regulatory Asset Base | Return | TOTAL Depreciation | Regulatory Asset Base | Return | TOTAL Depreciation | Regulatory Asset Base | Return | TOTAL Depreciation | Regulatory Asset Base | Return | TOTAL Depreciation | Regulatory Asset Base | Return | TOTAL Depreciation | Regulatory Asset Base | Return | TOTAL Depreciation | Regulatory Asset Base | Return | TOTAL Depreciation | Regulatory Asset Base | Return | TOTAL Depreciation | Regulatory Asset Base | Return
[14 empty] | 0 | 0 | 0 | 0 | 0 | 0 | 0 | 0 | 0 | 0 | 0 | 0 | 0 | 0 | 0 | 0 | 0 | 0 | 0 | 0 | 0 | 0 | 0 | 0 | 0 | 0 | 0 | 0 | 0 | 0 | 0 | 0 | 0 | 0 | 0 | 0 | 0 | 0 | 0 | 0 | 0 | 0 | 0 | 0 | 0 | 0 | 0 | 0 | 0 | 0 | 0 | 0 | 0 | 0 | 0 | 0 | 0 | 0 | 0 | 0
| Asset category | Name of asset | Number of Units | Unit Measurement | Unit Cost (NGN) | Connection Price Charged (NGN) | Total Investment Cost [NGN] (excl. VAT) | Financial Year | CAPEX grant used for asset | Sum of Total Investment for Grant (NGN) | Financing (% private financed) | Grant Amount Applied (NGN) | Duration of Depreciation [years] | Depreciation in current year [NGN] | Residual value current year [NGN] | Return current year [NGN] | Depreciation in current year [NGN] | Residual value current year [NGN] | Return current year [NGN] | Depreciation in current year [NGN] | Residual value current year [NGN] | Return current year [NGN] | Depreciation in current year [NGN] | Residual value current year [NGN] | Return current year [NGN] | Depreciation in current year [NGN] | Residual value current year [NGN] | Return current year [NGN] | Depreciation in current year [NGN] | Residual value current year [NGN] | Return current year [NGN] | Depreciation in current year [NGN] | Residual value current year [NGN] | Return current year [NGN] | Depreciation in current year [NGN] | Residual value current year [NGN] | Return current year [NGN] | Depreciation in current year [NGN] | Residual value current year [NGN] | Return current year [NGN] | Depreciation in current year [NGN] | Residual value current year [NGN] | Return current year [NGN] | Depreciation in current year [NGN] | Residual value current year [NGN] | Return current year [NGN] | Depreciation in current year [NGN] | Residual value current year [NGN] | Return current year [NGN] | Depreciation in current year [NGN] | Residual value current year [NGN] | Return current year [NGN] | Depreciation in current year [NGN] | Residual value current year [NGN] | Return current year [NGN] | Depreciation in current year [NGN] | Residual value current year [NGN] | Return current year [NGN] | Depreciation in current year [NGN] | Residual value current year [NGN] | Return current year [NGN] | Depreciation in current year [NGN] | Residual value current year [NGN] | Return current year [NGN] | Depreciation in current year [NGN] | Residual value current year [NGN] | Return current year [NGN] | Depreciation in current year [NGN] | Residual value current year [NGN] | Return current year [NGN] | Depreciation in current year [NGN] | Residual value current year [NGN] | Return current year [NGN]
CUSTOMER CONNECTIONS
2-7 | [6 empty] | 0 |  |  | 0 | 100% | 0 | 0 | 0 | 0 | 0 | 0 | 0 | 0 | 0 | 0 | 0 | 0 | 0 | 0 | 0 | 0 | 0 | 0 | 0 | 0 | 0 | 0 | 0 | 0 | 0 | 0 | 0 | 0 | 0 | 0 | 0 | 0 | 0 | 0 | 0 | 0 | 0 | 0 | 0 | 0 | 0 | 0 | 0 | 0 | 0 | 0 | 0 | 0 | 0 | 0 | 0 | 0 | 0 | 0 | 0 | 0 | 0 | 0 | 0 | 0 | 0 | 0
[7 empty] | 0 |  |  |  | 100% | 0 | 0 | [60 empty] | Time |  | 0 | 0 | 0 | 0 | 0 | 0 | 0 | 0 | 0 | 0 | 0 | 0 | 0 | 0 | 0 | 0 | 0 | 0 | 0 | 0
[7 empty] | 0 |  |  |  | 100% | 0 | 0 | [60 empty] | Year of Depreciation |  | 0 | 0 | 0 | 0 | 0 | 0 | 0 | 0 | 0 | 0 | 0 | 0 | 0 | 0 | 0 | 0 | 0 | 0 | 0 | 0
[7 empty] | 0 |  |  |  | 100% | 0 | 0 | [60 empty] | Regulatory Asset Base |  | 0 | 0 | 0 | 0 | 0 | 0 | 0 | 0 | 0 | 0 | 0 | 0 | 0 | 0 | 0 | 0 | 0 | 0 | 0 | 0
[7 empty] | 0 |  |  |  | 100% | 0 | 0 | [60 empty] | Depreciation |  | 0 | 0 | 0 | 0 | 0 | 0 | 0 | 0 | 0 | 0 | 0 | 0 | 0 | 0 | 0 | 0 | 0 | 0 | 0 | 0
[7 empty] | 0 |  |  |  | 100% | 0 | 0 | [60 empty] | Return on asset (WACC*RAB) |  | 0 | 0 | 0 | 0 | 0 | 0 | 0 | 0 | 0 | 0 | 0 | 0 | 0 | 0 | 0 | 0 | 0 | 0 | 0 | 0
[7 empty] | 0 |  |  |  | 100% | 0 | 0 | [60 empty] | Deprecation + return on assets |  | 0 | 0 | 0 | 0 | 0 | 0 | 0 | 0 | 0 | 0 | 0 | 0 | 0 | 0 | 0 | 0 | 0 | 0 | 0 | 0
[7 empty] | 0 |  |  | 0 | 100% | 0 | 0 | 0 | 0 | 0 | 0 | 0 | 0 | 0 | 0 | 0 | 0 | 0 | 0 | 0 | 0 | 0 | 0 | 0 | 0 | 0 | 0 | 0 | 0 | 0 | 0 | 0 | 0 | 0 | 0 | 0 | 0 | 0 | 0 | 0 | 0 | 0 | 0 | 0 | 0 | 0 | 0 | 0 | 0 | 0 | 0 | 0 | 0 | 0 | 0 | 0 | 0 | 0 | 0 | 0 | 0 | 0 | 0 | 0 | 0 | 0 | 0
[7 empty] | 0 |  |  | 0 | 100% | 0 | 0 | [60 empty] | Time |  | 0 | 0 | 0 | 0 | 0 | 0 | 0 | 0 | 0 | 0 | 0 | 0 | 0 | 0 | 0 | 0 | 0 | 0 | 0 | 0
[7 empty] | 0 |  |  |  | 100% | 0 | 0 | [60 empty] | Year of Depreciation |  | 0 | 0 | 0 | 0 | 0 | 0 | 0 | 0 | 0 | 0 | 0 | 0 | 0 | 0 | 0 | 0 | 0 | 0 | 0 | 0
[7 empty] | 0 |  |  | 0 | 100% | 0 | 0 | [60 empty] | Regulatory Asset Base |  | 0 | 0 | 0 | 0 | 0 | 0 | 0 | 0 | 0 | 0 | 0 | 0 | 0 | 0 | 0 | 0 | 0 | 0 | 0 | 0
[7 empty] | 0 |  |  | 0 | 100% | 0 | 0 | [60 empty] | Depreciation |  | 0 | 0 | 0 | 0 | 0 | 0 | 0 | 0 | 0 | 0 | 0 | 0 | 0 | 0 | 0 | 0 | 0 | 0 | 0 | 0
[7 empty] | 0 |  |  | 0 | 100% | 0 | 0 | [60 empty] | Return on asset (WACC*RAB) |  | 0 | 0 | 0 | 0 | 0 | 0 | 0 | 0 | 0 | 0 | 0 | 0 | 0 | 0 | 0 | 0 | 0 | 0 | 0 | 0
[7 empty] | 0 |  |  | 0 | 100% | 0 | 0 | [60 empty] | Deprecation + return on assets |  | 0 | 0 | 0 | 0 | 0 | 0 | 0 | 0 | 0 | 0 | 0 | 0 | 0 | 0 | 0 | 0 | 0 | 0 | 0 | 0
[7 empty] | 0 |  |  | 0 | 100% | 0 | 0 | 0 | 0 | 0 | 0 | 0 | 0 | 0 | 0 | 0 | 0 | 0 | 0 | 0 | 0 | 0 | 0 | 0 | 0 | 0 | 0 | 0 | 0 | 0 | 0 | 0 | 0 | 0 | 0 | 0 | 0 | 0 | 0 | 0 | 0 | 0 | 0 | 0 | 0 | 0 | 0 | 0 | 0 | 0 | 0 | 0 | 0 | 0 | 0 | 0 | 0 | 0 | 0 | 0 | 0 | 0 | 0 | 0 | 0 | 0 | 0
[7 empty] | 0 |  |  | 0 | 100% | 0 | 0 | [60 empty] | Time |  | 0 | 0 | 0 | 0 | 0 | 0 | 0 | 0 | 0 | 0 | 0 | 0 | 0 | 0 | 0 | 0 | 0 | 0 | 0 | 0
[7 empty] | 0 |  |  |  | 100% | 0 | 0 | [60 empty] | Year of Depreciation |  | 0 | 0 | 0 | 0 | 0 | 0 | 0 | 0 | 0 | 0 | 0 | 0 | 0 | 0 | 0 | 0 | 0 | 0 | 0 | 0
[7 empty] | 0 |  |  | 0 | 100% | 0 | 0 | [60 empty] | Regulatory Asset Base |  | 0 | 0 | 0 | 0 | 0 | 0 | 0 | 0 | 0 | 0 | 0 | 0 | 0 | 0 | 0 | 0 | 0 | 0 | 0 | 0
[7 empty] | 0 |  |  | 0 | 100% | 0 | 0 | [60 empty] | Depreciation |  | 0 | 0 | 0 | 0 | 0 | 0 | 0 | 0 | 0 | 0 | 0 | 0 | 0 | 0 | 0 | 0 | 0 | 0 | 0 | 0
[7 empty] | 0 |  |  | 0 | 100% | 0 | 0 | [60 empty] | Return on asset (WACC*RAB) |  | 0 | 0 | 0 | 0 | 0 | 0 | 0 | 0 | 0 | 0 | 0 | 0 | 0 | 0 | 0 | 0 | 0 | 0 | 0 | 0
[7 empty] | 0 |  |  | 0 | 100% | 0 | 0 | [60 empty] | Deprecation + return on assets |  | 0 | 0 | 0 | 0 | 0 | 0 | 0 | 0 | 0 | 0 | 0 | 0 | 0 | 0 | 0 | 0 | 0 | 0 | 0 | 0
[7 empty] | 0 |  |  | 0 | 100% | 0 | 0 | 0 | 0 | 0 | 0 | 0 | 0 | 0 | 0 | 0 | 0 | 0 | 0 | 0 | 0 | 0 | 0 | 0 | 0 | 0 | 0 | 0 | 0 | 0 | 0 | 0 | 0 | 0 | 0 | 0 | 0 | 0 | 0 | 0 | 0 | 0 | 0 | 0 | 0 | 0 | 0 | 0 | 0 | 0 | 0 | 0 | 0 | 0 | 0 | 0 | 0 | 0 | 0 | 0 | 0 | 0 | 0 | 0 | 0 | 0 | 0
[7 empty] | 0 |  |  | 0 | 100% | 0 | 0 | [60 empty] | Time |  | 0 | 0 | 0 | 0 | 0 | 0 | 0 | 0 | 0 | 0 | 0 | 0 | 0 | 0 | 0 | 0 | 0 | 0 | 0 | 0
[7 empty] | 0 |  |  |  | 100% | 0 | 0 | [60 empty] | Year of Depreciation |  | 0 | 0 | 0 | 0 | 0 | 0 | 0 | 0 | 0 | 0 | 0 | 0 | 0 | 0 | 0 | 0 | 0 | 0 | 0 | 0
[7 empty] | 0 |  |  | 0 | 100% | 0 | 0 | [60 empty] | Regulatory Asset Base |  | 0 | 0 | 0 | 0 | 0 | 0 | 0 | 0 | 0 | 0 | 0 | 0 | 0 | 0 | 0 | 0 | 0 | 0 | 0 | 0
[7 empty] | 0 |  |  | 0 | 100% | 0 | 0 | [60 empty] | Depreciation |  | 0 | 0 | 0 | 0 | 0 | 0 | 0 | 0 | 0 | 0 | 0 | 0 | 0 | 0 | 0 | 0 | 0 | 0 | 0 | 0
[7 empty] | 0 |  |  | 0 | 100% | 0 | 0 | [60 empty] | Return on asset (WACC*RAB) |  | 0 | 0 | 0 | 0 | 0 | 0 | 0 | 0 | 0 | 0 | 0 | 0 | 0 | 0 | 0 | 0 | 0 | 0 | 0 | 0
[7 empty] | 0 |  |  | 0 | 100% | 0 | 0 | [60 empty] | Deprecation + return on assets |  | 0 | 0 | 0 | 0 | 0 | 0 | 0 | 0 | 0 | 0 | 0 | 0 | 0 | 0 | 0 | 0 | 0 | 0 | 0 | 0
[7 empty] | 0 |  |  | 0 | 100% | 0 | 0 | 0 | 0 | 0 | 0 | 0 | 0 | 0 | 0 | 0 | 0 | 0 | 0 | 0 | 0 | 0 | 0 | 0 | 0 | 0 | 0 | 0 | 0 | 0 | 0 | 0 | 0 | 0 | 0 | 0 | 0 | 0 | 0 | 0 | 0 | 0 | 0 | 0 | 0 | 0 | 0 | 0 | 0 | 0 | 0 | 0 | 0 | 0 | 0 | 0 | 0 | 0 | 0 | 0 | 0 | 0 | 0 | 0 | 0 | 0 | 0
[7 empty] | 0 |  |  | 0 | 100% | 0 | 0 | [60 empty] | Time |  | 0 | 0 | 0 | 0 | 0 | 0 | 0 | 0 | 0 | 0 | 0 | 0 | 0 | 0 | 0 | 0 | 0 | 0 | 0 | 0
[7 empty] | 0 |  |  |  | 100% | 0 | 0 | [60 empty] | Year of Depreciation |  | 0 | 0 | 0 | 0 | 0 | 0 | 0 | 0 | 0 | 0 | 0 | 0 | 0 | 0 | 0 | 0 | 0 | 0 | 0 | 0
[7 empty] | 0 |  |  | 0 | 100% | 0 | 0 | [60 empty] | Regulatory Asset Base |  | 0 | 0 | 0 | 0 | 0 | 0 | 0 | 0 | 0 | 0 | 0 | 0 | 0 | 0 | 0 | 0 | 0 | 0 | 0 | 0
[7 empty] | 0 |  |  | 0 | 100% | 0 | 0 | [60 empty] | Depreciation |  | 0 | 0 | 0 | 0 | 0 | 0 | 0 | 0 | 0 | 0 | 0 | 0 | 0 | 0 | 0 | 0 | 0 | 0 | 0 | 0
[7 empty] | 0 |  |  | 0 | 100% | 0 | 0 | [60 empty] | Return on asset (WACC*RAB) |  | 0 | 0 | 0 | 0 | 0 | 0 | 0 | 0 | 0 | 0 | 0 | 0 | 0 | 0 | 0 | 0 | 0 | 0 | 0 | 0
[7 empty] | 0 |  |  | 0 | 100% | 0 | 0 | [60 empty] | Deprecation + return on assets |  | 0 | 0 | 0 | 0 | 0 | 0 | 0 | 0 | 0 | 0 | 0 | 0 | 0 | 0 | 0 | 0 | 0 | 0 | 0 | 0
[7 empty] | 0 |  |  | 0 | 100% | 0 | 0 | 0 | 0 | 0 | 0 | 0 | 0 | 0 | 0 | 0 | 0 | 0 | 0 | 0 | 0 | 0 | 0 | 0 | 0 | 0 | 0 | 0 | 0 | 0 | 0 | 0 | 0 | 0 | 0 | 0 | 0 | 0 | 0 | 0 | 0 | 0 | 0 | 0 | 0 | 0 | 0 | 0 | 0 | 0 | 0 | 0 | 0 | 0 | 0 | 0 | 0 | 0 | 0 | 0 | 0 | 0 | 0 | 0 | 0 | 0 | 0
[7 empty] | 0 |  |  | 0 | 100% | 0 | 0 | [60 empty] | Time |  | 0 | 0 | 0 | 0 | 0 | 0 | 0 | 0 | 0 | 0 | 0 | 0 | 0 | 0 | 0 | 0 | 0 | 0 | 0 | 0
[7 empty] | 0 |  |  |  | 100% | 0 | 0 | [60 empty] | Year of Depreciation |  | 0 | 0 | 0 | 0 | 0 | 0 | 0 | 0 | 0 | 0 | 0 | 0 | 0 | 0 | 0 | 0 | 0 | 0 | 0 | 0
[7 empty] | 0 |  |  | 0 | 100% | 0 | 0 | [60 empty] | Regulatory Asset Base |  | 0 | 0 | 0 | 0 | 0 | 0 | 0 | 0 | 0 | 0 | 0 | 0 | 0 | 0 | 0 | 0 | 0 | 0 | 0 | 0
[7 empty] | 0 |  |  | 0 | 100% | 0 | 0 | [60 empty] | Depreciation |  | 0 | 0 | 0 | 0 | 0 | 0 | 0 | 0 | 0 | 0 | 0 | 0 | 0 | 0 | 0 | 0 | 0 | 0 | 0 | 0
[7 empty] | 0 |  |  | 0 | 100% | 0 | 0 | [60 empty] | Return on asset (WACC*RAB) |  | 0 | 0 | 0 | 0 | 0 | 0 | 0 | 0 | 0 | 0 | 0 | 0 | 0 | 0 | 0 | 0 | 0 | 0 | 0 | 0
[7 empty] | 0 |  |  | 0 | 100% | 0 | 0 | [60 empty] | Deprecation + return on assets |  | 0 | 0 | 0 | 0 | 0 | 0 | 0 | 0 | 0 | 0 | 0 | 0 | 0 | 0 | 0 | 0 | 0 | 0 | 0 | 0
GENERATION ASSETS
[6 empty] | N/A | 0 |  |  | 0 | 100% | 0 | 0 | 0 | 0 | 0 | 0 | 0 | 0 | 0 | 0 | 0 | 0 | 0 | 0 | 0 | 0 | 0 | 0 | 0 | 0 | 0 | 0 | 0 | 0 | 0 | 0 | 0 | 0 | 0 | 0 | 0 | 0 | 0 | 0 | 0 | 0 | 0 | 0 | 0 | 0 | 0 | 0 | 0 | 0 | 0 | 0 | 0 | 0 | 0 | 0 | 0 | 0 | 0 | 0 | 0 | 0 | 0 | 0 | 0 | 0 | 0 | 0
[6 empty] | N/A | 0 |  |  | 0 | 100% | 0 | 0 | [60 empty] | Time |  | 0 | 0 | 0 | 0 | 0 | 0 | 0 | 0 | 0 | 0 | 0 | 0 | 0 | 0 | 0 | 0 | 0 | 0 | 0 | 0
[6 empty] | N/A | 0 |  |  |  | 100% | 0 | 0 | [60 empty] | Year of Depreciation |  | 0 | 0 | 0 | 0 | 0 | 0 | 0 | 0 | 0 | 0 | 0 | 0 | 0 | 0 | 0 | 0 | 0 | 0 | 0 | 0
[6 empty] | N/A | 0 |  |  | 0 | 100% | 0 | 0 | [60 empty] | Regulatory Asset Base |  | 0 | 0 | 0 | 0 | 0 | 0 | 0 | 0 | 0 | 0 | 0 | 0 | 0 | 0 | 0 | 0 | 0 | 0 | 0 | 0
[6 empty] | N/A | 0 |  |  | 0 | 100% | 0 | 0 | [60 empty] | Depreciation |  | 0 | 0 | 0 | 0 | 0 | 0 | 0 | 0 | 0 | 0 | 0 | 0 | 0 | 0 | 0 | 0 | 0 | 0 | 0 | 0
[6 empty] | N/A | 0 |  |  | 0 | 100% | 0 | 0 | [60 empty] | Return on asset (WACC*RAB) |  | 0 | 0 | 0 | 0 | 0 | 0 | 0 | 0 | 0 | 0 | 0 | 0 | 0 | 0 | 0 | 0 | 0 | 0 | 0 | 0
[6 empty] | N/A | 0 |  |  | 0 | 100% | 0 | 0 | [60 empty] | Deprecation + return on assets |  | 0 | 0 | 0 | 0 | 0 | 0 | 0 | 0 | 0 | 0 | 0 | 0 | 0 | 0 | 0 | 0 | 0 | 0 | 0 | 0
[6 empty] | N/A | 0 |  |  | 0 | 100% | 0 | 0 | 0 | 0 | 0 | 0 | 0 | 0 | 0 | 0 | 0 | 0 | 0 | 0 | 0 | 0 | 0 | 0 | 0 | 0 | 0 | 0 | 0 | 0 | 0 | 0 | 0 | 0 | 0 | 0 | 0 | 0 | 0 | 0 | 0 | 0 | 0 | 0 | 0 | 0 | 0 | 0 | 0 | 0 | 0 | 0 | 0 | 0 | 0 | 0 | 0 | 0 | 0 | 0 | 0 | 0 | 0 | 0 | 0 | 0 | 0 | 0
[6 empty] | N/A | 0 |  |  | 0 | 100% | 0 | 0 | [60 empty] | Time |  | 0 | 0 | 0 | 0 | 0 | 0 | 0 | 0 | 0 | 0 | 0 | 0 | 0 | 0 | 0 | 0 | 0 | 0 | 0 | 0
[6 empty] | N/A | 0 |  |  |  | 100% | 0 | 0 | [60 empty] | Year of Depreciation |  | 0 | 0 | 0 | 0 | 0 | 0 | 0 | 0 | 0 | 0 | 0 | 0 | 0 | 0 | 0 | 0 | 0 | 0 | 0 | 0
[6 empty] | N/A | 0 |  |  | 0 | 100% | 0 | 0 | [60 empty] | Regulatory Asset Base |  | 0 | 0 | 0 | 0 | 0 | 0 | 0 | 0 | 0 | 0 | 0 | 0 | 0 | 0 | 0 | 0 | 0 | 0 | 0 | 0
[6 empty] | N/A | 0 |  |  | 0 | 100% | 0 | 0 | [60 empty] | Depreciation |  | 0 | 0 | 0 | 0 | 0 | 0 | 0 | 0 | 0 | 0 | 0 | 0 | 0 | 0 | 0 | 0 | 0 | 0 | 0 | 0
[6 empty] | N/A | 0 |  |  | 0 | 100% | 0 | 0 | [60 empty] | Return on asset (WACC*RAB) |  | 0 | 0 | 0 | 0 | 0 | 0 | 0 | 0 | 0 | 0 | 0 | 0 | 0 | 0 | 0 | 0 | 0 | 0 | 0 | 0
[6 empty] | N/A | 0 |  |  | 0 | 100% | 0 | 0 | [60 empty] | Deprecation + return on assets |  | 0 | 0 | 0 | 0 | 0 | 0 | 0 | 0 | 0 | 0 | 0 | 0 | 0 | 0 | 0 | 0 | 0 | 0 | 0 | 0
[6 empty] | N/A | 0 |  |  | 0 | 100% | 0 | 0 | 0 | 0 | 0 | 0 | 0 | 0 | 0 | 0 | 0 | 0 | 0 | 0 | 0 | 0 | 0 | 0 | 0 | 0 | 0 | 0 | 0 | 0 | 0 | 0 | 0 | 0 | 0 | 0 | 0 | 0 | 0 | 0 | 0 | 0 | 0 | 0 | 0 | 0 | 0 | 0 | 0 | 0 | 0 | 0 | 0 | 0 | 0 | 0 | 0 | 0 | 0 | 0 | 0 | 0 | 0 | 0 | 0 | 0 | 0 | 0
[6 empty] | N/A | 0 |  |  | 0 | 100% | 0 | 0 | [60 empty] | Time |  | 0 | 0 | 0 | 0 | 0 | 0 | 0 | 0 | 0 | 0 | 0 | 0 | 0 | 0 | 0 | 0 | 0 | 0 | 0 | 0
[6 empty] | N/A | 0 |  |  |  | 100% | 0 | 0 | [60 empty] | Year of Depreciation |  | 0 | 0 | 0 | 0 | 0 | 0 | 0 | 0 | 0 | 0 | 0 | 0 | 0 | 0 | 0 | 0 | 0 | 0 | 0 | 0
[6 empty] | N/A | 0 |  |  | 0 | 100% | 0 | 0 | [60 empty] | Regulatory Asset Base |  | 0 | 0 | 0 | 0 | 0 | 0 | 0 | 0 | 0 | 0 | 0 | 0 | 0 | 0 | 0 | 0 | 0 | 0 | 0 | 0
[6 empty] | N/A | 0 |  |  | 0 | 100% | 0 | 0 | [60 empty] | Depreciation |  | 0 | 0 | 0 | 0 | 0 | 0 | 0 | 0 | 0 | 0 | 0 | 0 | 0 | 0 | 0 | 0 | 0 | 0 | 0 | 0
[6 empty] | N/A | 0 |  |  | 0 | 100% | 0 | 0 | [60 empty] | Return on asset (WACC*RAB) |  | 0 | 0 | 0 | 0 | 0 | 0 | 0 | 0 | 0 | 0 | 0 | 0 | 0 | 0 | 0 | 0 | 0 | 0 | 0 | 0
[6 empty] | N/A | 0 |  |  | 0 | 100% | 0 | 0 | [60 empty] | Deprecation + return on assets |  | 0 | 0 | 0 | 0 | 0 | 0 | 0 | 0 | 0 | 0 | 0 | 0 | 0 | 0 | 0 | 0 | 0 | 0 | 0 | 0
[6 empty] | N/A | 0 |  |  | 0 | 100% | 0 | 0 | 0 | 0 | 0 | 0 | 0 | 0 | 0 | 0 | 0 | 0 | 0 | 0 | 0 | 0 | 0 | 0 | 0 | 0 | 0 | 0 | 0 | 0 | 0 | 0 | 0 | 0 | 0 | 0 | 0 | 0 | 0 | 0 | 0 | 0 | 0 | 0 | 0 | 0 | 0 | 0 | 0 | 0 | 0 | 0 | 0 | 0 | 0 | 0 | 0 | 0 | 0 | 0 | 0 | 0 | 0 | 0 | 0 | 0 | 0 | 0
[6 empty] | N/A | 0 |  |  | 0 | 100% | 0 | 0 | [60 empty] | Time |  | 0 | 0 | 0 | 0 | 0 | 0 | 0 | 0 | 0 | 0 | 0 | 0 | 0 | 0 | 0 | 0 | 0 | 0 | 0 | 0
[6 empty] | N/A | 0 |  |  |  | 100% | 0 | 0 | [60 empty] | Year of Depreciation |  | 0 | 0 | 0 | 0 | 0 | 0 | 0 | 0 | 0 | 0 | 0 | 0 | 0 | 0 | 0 | 0 | 0 | 0 | 0 | 0
[6 empty] | N/A | 0 |  |  | 0 | 100% | 0 | 0 | [60 empty] | Regulatory Asset Base |  | 0 | 0 | 0 | 0 | 0 | 0 | 0 | 0 | 0 | 0 | 0 | 0 | 0 | 0 | 0 | 0 | 0 | 0 | 0 | 0
[6 empty] | N/A | 0 |  |  | 0 | 100% | 0 | 0 | [60 empty] | Depreciation |  | 0 | 0 | 0 | 0 | 0 | 0 | 0 | 0 | 0 | 0 | 0 | 0 | 0 | 0 | 0 | 0 | 0 | 0 | 0 | 0
[6 empty] | N/A | 0 |  |  | 0 | 100% | 0 | 0 | [60 empty] | Return on asset (WACC*RAB) |  | 0 | 0 | 0 | 0 | 0 | 0 | 0 | 0 | 0 | 0 | 0 | 0 | 0 | 0 | 0 | 0 | 0 | 0 | 0 | 0
[6 empty] | N/A | 0 |  |  | 0 | 100% | 0 | 0 | [60 empty] | Deprecation + return on assets |  | 0 | 0 | 0 | 0 | 0 | 0 | 0 | 0 | 0 | 0 | 0 | 0 | 0 | 0 | 0 | 0 | 0 | 0 | 0 | 0
[6 empty] | N/A | 0 |  |  | 0 | 100% | 0 | 0 | 0 | 0 | 0 | 0 | 0 | 0 | 0 | 0 | 0 | 0 | 0 | 0 | 0 | 0 | 0 | 0 | 0 | 0 | 0 | 0 | 0 | 0 | 0 | 0 | 0 | 0 | 0 | 0 | 0 | 0 | 0 | 0 | 0 | 0 | 0 | 0 | 0 | 0 | 0 | 0 | 0 | 0 | 0 | 0 | 0 | 0 | 0 | 0 | 0 | 0 | 0 | 0 | 0 | 0 | 0 | 0 | 0 | 0 | 0 | 0
[6 empty] | N/A | 0 |  |  | 0 | 100% | 0 | 0 | [60 empty] | Time |  | 0 | 0 | 0 | 0 | 0 | 0 | 0 | 0 | 0 | 0 | 0 | 0 | 0 | 0 | 0 | 0 | 0 | 0 | 0 | 0
[6 empty] | N/A | 0 |  |  |  | 100% | 0 | 0 | [60 empty] | Year of Depreciation |  | 0 | 0 | 0 | 0 | 0 | 0 | 0 | 0 | 0 | 0 | 0 | 0 | 0 | 0 | 0 | 0 | 0 | 0 | 0 | 0
[6 empty] | N/A | 0 |  |  | 0 | 100% | 0 | 0 | [60 empty] | Regulatory Asset Base |  | 0 | 0 | 0 | 0 | 0 | 0 | 0 | 0 | 0 | 0 | 0 | 0 | 0 | 0 | 0 | 0 | 0 | 0 | 0 | 0
[6 empty] | N/A | 0 |  |  | 0 | 100% | 0 | 0 | [60 empty] | Depreciation |  | 0 | 0 | 0 | 0 | 0 | 0 | 0 | 0 | 0 | 0 | 0 | 0 | 0 | 0 | 0 | 0 | 0 | 0 | 0 | 0
[6 empty] | N/A | 0 |  |  | 0 | 100% | 0 | 0 | [60 empty] | Return on asset (WACC*RAB) |  | 0 | 0 | 0 | 0 | 0 | 0 | 0 | 0 | 0 | 0 | 0 | 0 | 0 | 0 | 0 | 0 | 0 | 0 | 0 | 0
[6 empty] | N/A | 0 |  |  | 0 | 100% | 0 | 0 | [60 empty] | Deprecation + return on assets |  | 0 | 0 | 0 | 0 | 0 | 0 | 0 | 0 | 0 | 0 | 0 | 0 | 0 | 0 | 0 | 0 | 0 | 0 | 0 | 0
[6 empty] | N/A | 0 |  |  | 0 | 100% | 0 | 0 | 0 | 0 | 0 | 0 | 0 | 0 | 0 | 0 | 0 | 0 | 0 | 0 | 0 | 0 | 0 | 0 | 0 | 0 | 0 | 0 | 0 | 0 | 0 | 0 | 0 | 0 | 0 | 0 | 0 | 0 | 0 | 0 | 0 | 0 | 0 | 0 | 0 | 0 | 0 | 0 | 0 | 0 | 0 | 0 | 0 | 0 | 0 | 0 | 0 | 0 | 0 | 0 | 0 | 0 | 0 | 0 | 0 | 0 | 0 | 0
[6 empty] | N/A | 0 |  |  | 0 | 100% | 0 | 0 | [60 empty] | Time |  | 0 | 0 | 0 | 0 | 0 | 0 | 0 | 0 | 0 | 0 | 0 | 0 | 0 | 0 | 0 | 0 | 0 | 0 | 0 | 0
[6 empty] | N/A | 0 |  |  |  | 100% | 0 | 0 | [60 empty] | Year of Depreciation |  | 0 | 0 | 0 | 0 | 0 | 0 | 0 | 0 | 0 | 0 | 0 | 0 | 0 | 0 | 0 | 0 | 0 | 0 | 0 | 0
[6 empty] | N/A | 0 |  |  | 0 | 100% | 0 | 0 | [60 empty] | Regulatory Asset Base |  | 0 | 0 | 0 | 0 | 0 | 0 | 0 | 0 | 0 | 0 | 0 | 0 | 0 | 0 | 0 | 0 | 0 | 0 | 0 | 0
[6 empty] | N/A | 0 |  |  | 0 | 100% | 0 | 0 | [60 empty] | Depreciation |  | 0 | 0 | 0 | 0 | 0 | 0 | 0 | 0 | 0 | 0 | 0 | 0 | 0 | 0 | 0 | 0 | 0 | 0 | 0 | 0
[6 empty] | N/A | 0 |  |  | 0 | 100% | 0 | 0 | [60 empty] | Return on asset (WACC*RAB) |  | 0 | 0 | 0 | 0 | 0 | 0 | 0 | 0 | 0 | 0 | 0 | 0 | 0 | 0 | 0 | 0 | 0 | 0 | 0 | 0
[6 empty] | N/A | 0 |  |  | 0 | 100% | 0 | 0 | [60 empty] | Deprecation + return on assets |  | 0 | 0 | 0 | 0 | 0 | 0 | 0 | 0 | 0 | 0 | 0 | 0 | 0 | 0 | 0 | 0 | 0 | 0 | 0 | 0
[6 empty] | N/A | 0 |  |  | 0 | 100% | 0 | 0 | 0 | 0 | 0 | 0 | 0 | 0 | 0 | 0 | 0 | 0 | 0 | 0 | 0 | 0 | 0 | 0 | 0 | 0 | 0 | 0 | 0 | 0 | 0 | 0 | 0 | 0 | 0 | 0 | 0 | 0 | 0 | 0 | 0 | 0 | 0 | 0 | 0 | 0 | 0 | 0 | 0 | 0 | 0 | 0 | 0 | 0 | 0 | 0 | 0 | 0 | 0 | 0 | 0 | 0 | 0 | 0 | 0 | 0 | 0 | 0
[6 empty] | N/A | 0 |  |  | 0 | 100% | 0 | 0 | [60 empty] | Time |  | 0 | 0 | 0 | 0 | 0 | 0 | 0 | 0 | 0 | 0 | 0 | 0 | 0 | 0 | 0 | 0 | 0 | 0 | 0 | 0
[6 empty] | N/A | 0 |  |  |  | 100% | 0 | 0 | [60 empty] | Year of Depreciation |  | 0 | 0 | 0 | 0 | 0 | 0 | 0 | 0 | 0 | 0 | 0 | 0 | 0 | 0 | 0 | 0 | 0 | 0 | 0 | 0
[6 empty] | N/A | 0 |  |  | 0 | 100% | 0 | 0 | [60 empty] | Regulatory Asset Base |  | 0 | 0 | 0 | 0 | 0 | 0 | 0 | 0 | 0 | 0 | 0 | 0 | 0 | 0 | 0 | 0 | 0 | 0 | 0 | 0
[6 empty] | N/A | 0 |  |  | 0 | 100% | 0 | 0 | [60 empty] | Depreciation |  | 0 | 0 | 0 | 0 | 0 | 0 | 0 | 0 | 0 | 0 | 0 | 0 | 0 | 0 | 0 | 0 | 0 | 0 | 0 | 0
[6 empty] | N/A | 0 |  |  | 0 | 100% | 0 | 0 | [60 empty] | Return on asset (WACC*RAB) |  | 0 | 0 | 0 | 0 | 0 | 0 | 0 | 0 | 0 | 0 | 0 | 0 | 0 | 0 | 0 | 0 | 0 | 0 | 0 | 0
[6 empty] | N/A | 0 |  |  | 0 | 100% | 0 | 0 | [60 empty] | Deprecation + return on assets |  | 0 | 0 | 0 | 0 | 0 | 0 | 0 | 0 | 0 | 0 | 0 | 0 | 0 | 0 | 0 | 0 | 0 | 0 | 0 | 0
[6 empty] | N/A | 0 |  |  | 0 | 100% | 0 | 0 | 0 | 0 | 0 | 0 | 0 | 0 | 0 | 0 | 0 | 0 | 0 | 0 | 0 | 0 | 0 | 0 | 0 | 0 | 0 | 0 | 0 | 0 | 0 | 0 | 0 | 0 | 0 | 0 | 0 | 0 | 0 | 0 | 0 | 0 | 0 | 0 | 0 | 0 | 0 | 0 | 0 | 0 | 0 | 0 | 0 | 0 | 0 | 0 | 0 | 0 | 0 | 0 | 0 | 0 | 0 | 0 | 0 | 0 | 0 | 0
[6 empty] | N/A | 0 |  |  | 0 | 100% | 0 | 0 | [60 empty] | Time |  | 0 | 0 | 0 | 0 | 0 | 0 | 0 | 0 | 0 | 0 | 0 | 0 | 0 | 0 | 0 | 0 | 0 | 0 | 0 | 0
[6 empty] | N/A | 0 |  |  |  | 100% | 0 | 0 | [60 empty] | Year of Depreciation |  | 0 | 0 | 0 | 0 | 0 | 0 | 0 | 0 | 0 | 0 | 0 | 0 | 0 | 0 | 0 | 0 | 0 | 0 | 0 | 0
[6 empty] | N/A | 0 |  |  | 0 | 100% | 0 | 0 | [60 empty] | Regulatory Asset Base |  | 0 | 0 | 0 | 0 | 0 | 0 | 0 | 0 | 0 | 0 | 0 | 0 | 0 | 0 | 0 | 0 | 0 | 0 | 0 | 0
[6 empty] | N/A | 0 |  |  | 0 | 100% | 0 | 0 | [60 empty] | Depreciation |  | 0 | 0 | 0 | 0 | 0 | 0 | 0 | 0 | 0 | 0 | 0 | 0 | 0 | 0 | 0 | 0 | 0 | 0 | 0 | 0
[6 empty] | N/A | 0 |  |  | 0 | 100% | 0 | 0 | [60 empty] | Return on asset (WACC*RAB) |  | 0 | 0 | 0 | 0 | 0 | 0 | 0 | 0 | 0 | 0 | 0 | 0 | 0 | 0 | 0 | 0 | 0 | 0 | 0 | 0
[6 empty] | N/A | 0 |  |  | 0 | 100% | 0 | 0 | [60 empty] | Deprecation + return on assets |  | 0 | 0 | 0 | 0 | 0 | 0 | 0 | 0 | 0 | 0 | 0 | 0 | 0 | 0 | 0 | 0 | 0 | 0 | 0 | 0
[6 empty] | N/A | 0 |  |  | 0 | 100% | 0 | 0 | 0 | 0 | 0 | 0 | 0 | 0 | 0 | 0 | 0 | 0 | 0 | 0 | 0 | 0 | 0 | 0 | 0 | 0 | 0 | 0 | 0 | 0 | 0 | 0 | 0 | 0 | 0 | 0 | 0 | 0 | 0 | 0 | 0 | 0 | 0 | 0 | 0 | 0 | 0 | 0 | 0 | 0 | 0 | 0 | 0 | 0 | 0 | 0 | 0 | 0 | 0 | 0 | 0 | 0 | 0 | 0 | 0 | 0 | 0 | 0
[6 empty] | N/A | 0 |  |  | 0 | 100% | 0 | 0 | [60 empty] | Time |  | 0 | 0 | 0 | 0 | 0 | 0 | 0 | 0 | 0 | 0 | 0 | 0 | 0 | 0 | 0 | 0 | 0 | 0 | 0 | 0
[6 empty] | N/A | 0 |  |  |  | 100% | 0 | 0 | [60 empty] | Year of Depreciation |  | 0 | 0 | 0 | 0 | 0 | 0 | 0 | 0 | 0 | 0 | 0 | 0 | 0 | 0 | 0 | 0 | 0 | 0 | 0 | 0
[6 empty] | N/A | 0 |  |  | 0 | 100% | 0 | 0 | [60 empty] | Regulatory Asset Base |  | 0 | 0 | 0 | 0 | 0 | 0 | 0 | 0 | 0 | 0 | 0 | 0 | 0 | 0 | 0 | 0 | 0 | 0 | 0 | 0
[6 empty] | N/A | 0 |  |  | 0 | 100% | 0 | 0 | [60 empty] | Depreciation |  | 0 | 0 | 0 | 0 | 0 | 0 | 0 | 0 | 0 | 0 | 0 | 0 | 0 | 0 | 0 | 0 | 0 | 0 | 0 | 0
[6 empty] | N/A | 0 |  |  | 0 | 100% | 0 | 0 | [60 empty] | Return on asset (WACC*RAB) |  | 0 | 0 | 0 | 0 | 0 | 0 | 0 | 0 | 0 | 0 | 0 | 0 | 0 | 0 | 0 | 0 | 0 | 0 | 0 | 0
[6 empty] | N/A | 0 |  |  | 0 | 100% | 0 | 0 | [60 empty] | Deprecation + return on assets |  | 0 | 0 | 0 | 0 | 0 | 0 | 0 | 0 | 0 | 0 | 0 | 0 | 0 | 0 | 0 | 0 | 0 | 0 | 0 | 0
[6 empty] | N/A | 0 |  |  | 0 | 100% | 0 | 0 | 0 | 0 | 0 | 0 | 0 | 0 | 0 | 0 | 0 | 0 | 0 | 0 | 0 | 0 | 0 | 0 | 0 | 0 | 0 | 0 | 0 | 0 | 0 | 0 | 0 | 0 | 0 | 0 | 0 | 0 | 0 | 0 | 0 | 0 | 0 | 0 | 0 | 0 | 0 | 0 | 0 | 0 | 0 | 0 | 0 | 0 | 0 | 0 | 0 | 0 | 0 | 0 | 0 | 0 | 0 | 0 | 0 | 0 | 0 | 0
[6 empty] | N/A | 0 |  |  | 0 | 100% | 0 | 0 | [60 empty] | Time |  | 0 | 0 | 0 | 0 | 0 | 0 | 0 | 0 | 0 | 0 | 0 | 0 | 0 | 0 | 0 | 0 | 0 | 0 | 0 | 0
[6 empty] | N/A | 0 |  |  |  | 100% | 0 | 0 | [60 empty] | Year of Depreciation |  | 0 | 0 | 0 | 0 | 0 | 0 | 0 | 0 | 0 | 0 | 0 | 0 | 0 | 0 | 0 | 0 | 0 | 0 | 0 | 0
[6 empty] | N/A | 0 |  |  | 0 | 100% | 0 | 0 | [60 empty] | Regulatory Asset Base |  | 0 | 0 | 0 | 0 | 0 | 0 | 0 | 0 | 0 | 0 | 0 | 0 | 0 | 0 | 0 | 0 | 0 | 0 | 0 | 0
[6 empty] | N/A | 0 |  |  | 0 | 100% | 0 | 0 | [60 empty] | Depreciation |  | 0 | 0 | 0 | 0 | 0 | 0 | 0 | 0 | 0 | 0 | 0 | 0 | 0 | 0 | 0 | 0 | 0 | 0 | 0 | 0
[6 empty] | N/A | 0 |  |  | 0 | 100% | 0 | 0 | [60 empty] | Return on asset (WACC*RAB) |  | 0 | 0 | 0 | 0 | 0 | 0 | 0 | 0 | 0 | 0 | 0 | 0 | 0 | 0 | 0 | 0 | 0 | 0 | 0 | 0
[6 empty] | N/A | 0 |  |  | 0 | 100% | 0 | 0 | [60 empty] | Deprecation + return on assets |  | 0 | 0 | 0 | 0 | 0 | 0 | 0 | 0 | 0 | 0 | 0 | 0 | 0 | 0 | 0 | 0 | 0 | 0 | 0 | 0
[6 empty] | N/A | 0 |  |  | 0 | 100% | 0 | 0 | 0 | 0 | 0 | 0 | 0 | 0 | 0 | 0 | 0 | 0 | 0 | 0 | 0 | 0 | 0 | 0 | 0 | 0 | 0 | 0 | 0 | 0 | 0 | 0 | 0 | 0 | 0 | 0 | 0 | 0 | 0 | 0 | 0 | 0 | 0 | 0 | 0 | 0 | 0 | 0 | 0 | 0 | 0 | 0 | 0 | 0 | 0 | 0 | 0 | 0 | 0 | 0 | 0 | 0 | 0 | 0 | 0 | 0 | 0 | 0
[6 empty] | N/A | 0 |  |  | 0 | 100% | 0 | 0 | [60 empty] | Time |  | 0 | 0 | 0 | 0 | 0 | 0 | 0 | 0 | 0 | 0 | 0 | 0 | 0 | 0 | 0 | 0 | 0 | 0 | 0 | 0
[6 empty] | N/A | 0 |  |  |  | 100% | 0 | 0 | [60 empty] | Year of Depreciation |  | 0 | 0 | 0 | 0 | 0 | 0 | 0 | 0 | 0 | 0 | 0 | 0 | 0 | 0 | 0 | 0 | 0 | 0 | 0 | 0
[6 empty] | N/A | 0 |  |  | 0 | 100% | 0 | 0 | [60 empty] | Regulatory Asset Base |  | 0 | 0 | 0 | 0 | 0 | 0 | 0 | 0 | 0 | 0 | 0 | 0 | 0 | 0 | 0 | 0 | 0 | 0 | 0 | 0
[6 empty] | N/A | 0 |  |  | 0 | 100% | 0 | 0 | [60 empty] | Depreciation |  | 0 | 0 | 0 | 0 | 0 | 0 | 0 | 0 | 0 | 0 | 0 | 0 | 0 | 0 | 0 | 0 | 0 | 0 | 0 | 0
[6 empty] | N/A | 0 |  |  | 0 | 100% | 0 | 0 | [60 empty] | Return on asset (WACC*RAB) |  | 0 | 0 | 0 | 0 | 0 | 0 | 0 | 0 | 0 | 0 | 0 | 0 | 0 | 0 | 0 | 0 | 0 | 0 | 0 | 0
[6 empty] | N/A | 0 |  |  | 0 | 100% | 0 | 0 | [60 empty] | Deprecation + return on assets |  | 0 | 0 | 0 | 0 | 0 | 0 | 0 | 0 | 0 | 0 | 0 | 0 | 0 | 0 | 0 | 0 | 0 | 0 | 0 | 0
[6 empty] | N/A | 0 |  |  | 0 | 100% | 0 | 0 | 0 | 0 | 0 | 0 | 0 | 0 | 0 | 0 | 0 | 0 | 0 | 0 | 0 | 0 | 0 | 0 | 0 | 0 | 0 | 0 | 0 | 0 | 0 | 0 | 0 | 0 | 0 | 0 | 0 | 0 | 0 | 0 | 0 | 0 | 0 | 0 | 0 | 0 | 0 | 0 | 0 | 0 | 0 | 0 | 0 | 0 | 0 | 0 | 0 | 0 | 0 | 0 | 0 | 0 | 0 | 0 | 0 | 0 | 0 | 0
[7 empty] | 0 |  |  | 0 | 100% | 0 | 0 | [60 empty] | Time |  | 0 | 0 | 0 | 0 | 0 | 0 | 0 | 0 | 0 | 0 | 0 | 0 | 0 | 0 | 0 | 0 | 0 | 0 | 0 | 0
[7 empty] | 0 |  |  |  | 100% | 0 | 0 | [60 empty] | Year of Depreciation |  | 0 | 0 | 0 | 0 | 0 | 0 | 0 | 0 | 0 | 0 | 0 | 0 | 0 | 0 | 0 | 0 | 0 | 0 | 0 | 0
[7 empty] | 0 |  |  | 0 | 100% | 0 | 0 | [60 empty] | Regulatory Asset Base |  | 0 | 0 | 0 | 0 | 0 | 0 | 0 | 0 | 0 | 0 | 0 | 0 | 0 | 0 | 0 | 0 | 0 | 0 | 0 | 0
[7 empty] | 0 |  |  | 0 | 100% | 0 | 0 | [60 empty] | Depreciation |  | 0 | 0 | 0 | 0 | 0 | 0 | 0 | 0 | 0 | 0 | 0 | 0 | 0 | 0 | 0 | 0 | 0 | 0 | 0 | 0
[7 empty] | 0 |  |  | 0 | 100% | 0 | 0 | [60 empty] | Return on asset (WACC*RAB) |  | 0 | 0 | 0 | 0 | 0 | 0 | 0 | 0 | 0 | 0 | 0 | 0 | 0 | 0 | 0 | 0 | 0 | 0 | 0 | 0
[7 empty] | 0 |  |  | 0 | 100% | 0 | 0 | [60 empty] | Deprecation + return on assets |  | 0 | 0 | 0 | 0 | 0 | 0 | 0 | 0 | 0 | 0 | 0 | 0 | 0 | 0 | 0 | 0 | 0 | 0 | 0 | 0
[6 empty] | N/A | 0 |  |  | 0 | 100% | 0 | 0 | 0 | 0 | 0 | 0 | 0 | 0 | 0 | 0 | 0 | 0 | 0 | 0 | 0 | 0 | 0 | 0 | 0 | 0 | 0 | 0 | 0 | 0 | 0 | 0 | 0 | 0 | 0 | 0 | 0 | 0 | 0 | 0 | 0 | 0 | 0 | 0 | 0 | 0 | 0 | 0 | 0 | 0 | 0 | 0 | 0 | 0 | 0 | 0 | 0 | 0 | 0 | 0 | 0 | 0 | 0 | 0 | 0 | 0 | 0 | 0
[6 empty] | N/A | 0 |  |  | 0 | 100% | 0 | 0 | [60 empty] | Time |  | 0 | 0 | 0 | 0 | 0 | 0 | 0 | 0 | 0 | 0 | 0 | 0 | 0 | 0 | 0 | 0 | 0 | 0 | 0 | 0
[6 empty] | N/A | 0 |  |  |  | 100% | 0 | 0 | [60 empty] | Year of Depreciation |  | 0 | 0 | 0 | 0 | 0 | 0 | 0 | 0 | 0 | 0 | 0 | 0 | 0 | 0 | 0 | 0 | 0 | 0 | 0 | 0
[6 empty] | N/A | 0 |  |  | 0 | 100% | 0 | 0 | [60 empty] | Regulatory Asset Base |  | 0 | 0 | 0 | 0 | 0 | 0 | 0 | 0 | 0 | 0 | 0 | 0 | 0 | 0 | 0 | 0 | 0 | 0 | 0 | 0
[6 empty] | N/A | 0 |  |  | 0 | 100% | 0 | 0 | [60 empty] | Depreciation |  | 0 | 0 | 0 | 0 | 0 | 0 | 0 | 0 | 0 | 0 | 0 | 0 | 0 | 0 | 0 | 0 | 0 | 0 | 0 | 0
[6 empty] | N/A | 0 |  |  | 0 | 100% | 0 | 0 | [60 empty] | Return on asset (WACC*RAB) |  | 0 | 0 | 0 | 0 | 0 | 0 | 0 | 0 | 0 | 0 | 0 | 0 | 0 | 0 | 0 | 0 | 0 | 0 | 0 | 0
[6 empty] | N/A | 0 |  |  | 0 | 100% | 0 | 0 | [60 empty] | Deprecation + return on assets |  | 0 | 0 | 0 | 0 | 0 | 0 | 0 | 0 | 0 | 0 | 0 | 0 | 0 | 0 | 0 | 0 | 0 | 0 | 0 | 0
[6 empty] | N/A | 0 |  |  | 0 | 100% | 0 | 0 | 0 | 0 | 0 | 0 | 0 | 0 | 0 | 0 | 0 | 0 | 0 | 0 | 0 | 0 | 0 | 0 | 0 | 0 | 0 | 0 | 0 | 0 | 0 | 0 | 0 | 0 | 0 | 0 | 0 | 0 | 0 | 0 | 0 | 0 | 0 | 0 | 0 | 0 | 0 | 0 | 0 | 0 | 0 | 0 | 0 | 0 | 0 | 0 | 0 | 0 | 0 | 0 | 0 | 0 | 0 | 0 | 0 | 0 | 0 | 0
[6 empty] | N/A | 0 |  |  | 0 | 100% | 0 | 0 | [60 empty] | Time |  | 0 | 0 | 0 | 0 | 0 | 0 | 0 | 0 | 0 | 0 | 0 | 0 | 0 | 0 | 0 | 0 | 0 | 0 | 0 | 0
[6 empty] | N/A | 0 |  |  |  | 100% | 0 | 0 | [60 empty] | Year of Depreciation |  | 0 | 0 | 0 | 0 | 0 | 0 | 0 | 0 | 0 | 0 | 0 | 0 | 0 | 0 | 0 | 0 | 0 | 0 | 0 | 0
[6 empty] | N/A | 0 |  |  | 0 | 100% | 0 | 0 | [60 empty] | Regulatory Asset Base |  | 0 | 0 | 0 | 0 | 0 | 0 | 0 | 0 | 0 | 0 | 0 | 0 | 0 | 0 | 0 | 0 | 0 | 0 | 0 | 0
[6 empty] | N/A | 0 |  |  | 0 | 100% | 0 | 0 | [60 empty] | Depreciation |  | 0 | 0 | 0 | 0 | 0 | 0 | 0 | 0 | 0 | 0 | 0 | 0 | 0 | 0 | 0 | 0 | 0 | 0 | 0 | 0
[6 empty] | N/A | 0 |  |  | 0 | 100% | 0 | 0 | [60 empty] | Return on asset (WACC*RAB) |  | 0 | 0 | 0 | 0 | 0 | 0 | 0 | 0 | 0 | 0 | 0 | 0 | 0 | 0 | 0 | 0 | 0 | 0 | 0 | 0
[6 empty] | N/A | 0 |  |  | 0 | 100% | 0 | 0 | [60 empty] | Deprecation + return on assets |  | 0 | 0 | 0 | 0 | 0 | 0 | 0 | 0 | 0 | 0 | 0 | 0 | 0 | 0 | 0 | 0 | 0 | 0 | 0 | 0
[6 empty] | N/A | 0 |  |  | 0 | 100% | 0 | 0 | 0 | 0 | 0 | 0 | 0 | 0 | 0 | 0 | 0 | 0 | 0 | 0 | 0 | 0 | 0 | 0 | 0 | 0 | 0 | 0 | 0 | 0 | 0 | 0 | 0 | 0 | 0 | 0 | 0 | 0 | 0 | 0 | 0 | 0 | 0 | 0 | 0 | 0 | 0 | 0 | 0 | 0 | 0 | 0 | 0 | 0 | 0 | 0 | 0 | 0 | 0 | 0 | 0 | 0 | 0 | 0 | 0 | 0 | 0 | 0
[6 empty] | N/A | 0 |  |  | 0 | 100% | 0 | 0 | [60 empty] | Time |  | 0 | 0 | 0 | 0 | 0 | 0 | 0 | 0 | 0 | 0 | 0 | 0 | 0 | 0 | 0 | 0 | 0 | 0 | 0 | 0
[6 empty] | N/A | 0 |  |  |  | 100% | 0 | 0 | [60 empty] | Year of Depreciation |  | 0 | 0 | 0 | 0 | 0 | 0 | 0 | 0 | 0 | 0 | 0 | 0 | 0 | 0 | 0 | 0 | 0 | 0 | 0 | 0
[6 empty] | N/A | 0 |  |  | 0 | 100% | 0 | 0 | [60 empty] | Regulatory Asset Base |  | 0 | 0 | 0 | 0 | 0 | 0 | 0 | 0 | 0 | 0 | 0 | 0 | 0 | 0 | 0 | 0 | 0 | 0 | 0 | 0
[6 empty] | N/A | 0 |  |  | 0 | 100% | 0 | 0 | [60 empty] | Depreciation |  | 0 | 0 | 0 | 0 | 0 | 0 | 0 | 0 | 0 | 0 | 0 | 0 | 0 | 0 | 0 | 0 | 0 | 0 | 0 | 0
[6 empty] | N/A | 0 |  |  | 0 | 100% | 0 | 0 | [60 empty] | Return on asset (WACC*RAB) |  | 0 | 0 | 0 | 0 | 0 | 0 | 0 | 0 | 0 | 0 | 0 | 0 | 0 | 0 | 0 | 0 | 0 | 0 | 0 | 0
[6 empty] | N/A | 0 |  |  | 0 | 100% | 0 | 0 | [60 empty] | Deprecation + return on assets |  | 0 | 0 | 0 | 0 | 0 | 0 | 0 | 0 | 0 | 0 | 0 | 0 | 0 | 0 | 0 | 0 | 0 | 0 | 0 | 0
PROJECT DEVELOPMENT COSTS
[6 empty] | N/A | 0 |  |  | 0 | 100% | 0 | 0 | 0 | 0 | 0 | 0 | 0 | 0 | 0 | 0 | 0 | 0 | 0 | 0 | 0 | 0 | 0 | 0 | 0 | 0 | 0 | 0 | 0 | 0 | 0 | 0 | 0 | 0 | 0 | 0 | 0 | 0 | 0 | 0 | 0 | 0 | 0 | 0 | 0 | 0 | 0 | 0 | 0 | 0 | 0 | 0 | 0 | 0 | 0 | 0 | 0 | 0 | 0 | 0 | 0 | 0 | 0 | 0 | 0 | 0 | 0 | 0
[6 empty] | N/A | 0 |  |  | 0 | 100% | 0 | 0 | [60 empty] | Time |  | 0 | 0 | 0 | 0 | 0 | 0 | 0 | 0 | 0 | 0 | 0 | 0 | 0 | 0 | 0 | 0 | 0 | 0 | 0 | 0
[6 empty] | N/A | 0 |  |  |  | 100% | 0 | 0 | [60 empty] | Year of Depreciation |  | 0 | 0 | 0 | 0 | 0 | 0 | 0 | 0 | 0 | 0 | 0 | 0 | 0 | 0 | 0 | 0 | 0 | 0 | 0 | 0
[6 empty] | N/A | 0 |  |  | 0 | 100% | 0 | 0 | [60 empty] | Regulatory Asset Base |  | 0 | 0 | 0 | 0 | 0 | 0 | 0 | 0 | 0 | 0 | 0 | 0 | 0 | 0 | 0 | 0 | 0 | 0 | 0 | 0
[6 empty] | N/A | 0 |  |  | 0 | 100% | 0 | 0 | [60 empty] | Depreciation |  | 0 | 0 | 0 | 0 | 0 | 0 | 0 | 0 | 0 | 0 | 0 | 0 | 0 | 0 | 0 | 0 | 0 | 0 | 0 | 0
[6 empty] | N/A | 0 |  |  | 0 | 100% | 0 | 0 | [60 empty] | Return on asset (WACC*RAB) |  | 0 | 0 | 0 | 0 | 0 | 0 | 0 | 0 | 0 | 0 | 0 | 0 | 0 | 0 | 0 | 0 | 0 | 0 | 0 | 0
[6 empty] | N/A | 0 |  |  | 0 | 100% | 0 | 0 | [60 empty] | Deprecation + return on assets |  | 0 | 0 | 0 | 0 | 0 | 0 | 0 | 0 | 0 | 0 | 0 | 0 | 0 | 0 | 0 | 0 | 0 | 0 | 0 | 0
[6 empty] | N/A | 0 |  |  | 0 | 100% | 0 | 0 | 0 | 0 | 0 | 0 | 0 | 0 | 0 | 0 | 0 | 0 | 0 | 0 | 0 | 0 | 0 | 0 | 0 | 0 | 0 | 0 | 0 | 0 | 0 | 0 | 0 | 0 | 0 | 0 | 0 | 0 | 0 | 0 | 0 | 0 | 0 | 0 | 0 | 0 | 0 | 0 | 0 | 0 | 0 | 0 | 0 | 0 | 0 | 0 | 0 | 0 | 0 | 0 | 0 | 0 | 0 | 0 | 0 | 0 | 0 | 0
[6 empty] | N/A | 0 |  |  | 0 | 100% | 0 | 0 | [60 empty] | Time |  | 0 | 0 | 0 | 0 | 0 | 0 | 0 | 0 | 0 | 0 | 0 | 0 | 0 | 0 | 0 | 0 | 0 | 0 | 0 | 0
[6 empty] | N/A | 0 |  |  |  | 100% | 0 | 0 | [60 empty] | Year of Depreciation |  | 0 | 0 | 0 | 0 | 0 | 0 | 0 | 0 | 0 | 0 | 0 | 0 | 0 | 0 | 0 | 0 | 0 | 0 | 0 | 0
[6 empty] | N/A | 0 |  |  | 0 | 100% | 0 | 0 | [60 empty] | Regulatory Asset Base |  | 0 | 0 | 0 | 0 | 0 | 0 | 0 | 0 | 0 | 0 | 0 | 0 | 0 | 0 | 0 | 0 | 0 | 0 | 0 | 0
[6 empty] | N/A | 0 |  |  | 0 | 100% | 0 | 0 | [60 empty] | Depreciation |  | 0 | 0 | 0 | 0 | 0 | 0 | 0 | 0 | 0 | 0 | 0 | 0 | 0 | 0 | 0 | 0 | 0 | 0 | 0 | 0
[6 empty] | N/A | 0 |  |  | 0 | 100% | 0 | 0 | [60 empty] | Return on asset (WACC*RAB) |  | 0 | 0 | 0 | 0 | 0 | 0 | 0 | 0 | 0 | 0 | 0 | 0 | 0 | 0 | 0 | 0 | 0 | 0 | 0 | 0
[6 empty] | N/A | 0 |  |  | 0 | 100% | 0 | 0 | [60 empty] | Deprecation + return on assets |  | 0 | 0 | 0 | 0 | 0 | 0 | 0 | 0 | 0 | 0 | 0 | 0 | 0 | 0 | 0 | 0 | 0 | 0 | 0 | 0
[6 empty] | N/A | 0 |  |  | 0 | 100% | 0 | 0 | 0 | 0 | 0 | 0 | 0 | 0 | 0 | 0 | 0 | 0 | 0 | 0 | 0 | 0 | 0 | 0 | 0 | 0 | 0 | 0 | 0 | 0 | 0 | 0 | 0 | 0 | 0 | 0 | 0 | 0 | 0 | 0 | 0 | 0 | 0 | 0 | 0 | 0 | 0 | 0 | 0 | 0 | 0 | 0 | 0 | 0 | 0 | 0 | 0 | 0 | 0 | 0 | 0 | 0 | 0 | 0 | 0 | 0 | 0 | 0
[6 empty] | N/A | 0 |  |  | 0 | 100% | 0 | 0 | [60 empty] | Time |  | 0 | 0 | 0 | 0 | 0 | 0 | 0 | 0 | 0 | 0 | 0 | 0 | 0 | 0 | 0 | 0 | 0 | 0 | 0 | 0
[6 empty] | N/A | 0 |  |  |  | 100% | 0 | 0 | [60 empty] | Year of Depreciation |  | 0 | 0 | 0 | 0 | 0 | 0 | 0 | 0 | 0 | 0 | 0 | 0 | 0 | 0 | 0 | 0 | 0 | 0 | 0 | 0
[6 empty] | N/A | 0 |  |  | 0 | 100% | 0 | 0 | [60 empty] | Regulatory Asset Base |  | 0 | 0 | 0 | 0 | 0 | 0 | 0 | 0 | 0 | 0 | 0 | 0 | 0 | 0 | 0 | 0 | 0 | 0 | 0 | 0
[6 empty] | N/A | 0 |  |  | 0 | 100% | 0 | 0 | [60 empty] | Depreciation |  | 0 | 0 | 0 | 0 | 0 | 0 | 0 | 0 | 0 | 0 | 0 | 0 | 0 | 0 | 0 | 0 | 0 | 0 | 0 | 0
[6 empty] | N/A | 0 |  |  | 0 | 100% | 0 | 0 | [60 empty] | Return on asset (WACC*RAB) |  | 0 | 0 | 0 | 0 | 0 | 0 | 0 | 0 | 0 | 0 | 0 | 0 | 0 | 0 | 0 | 0 | 0 | 0 | 0 | 0
[6 empty] | N/A | 0 |  |  | 0 | 100% | 0 | 0 | [60 empty] | Deprecation + return on assets |  | 0 | 0 | 0 | 0 | 0 | 0 | 0 | 0 | 0 | 0 | 0 | 0 | 0 | 0 | 0 | 0 | 0 | 0 | 0 | 0
[6 empty] | N/A | 0 |  |  | 0 | 100% | 0 | 0 | 0 | 0 | 0 | 0 | 0 | 0 | 0 | 0 | 0 | 0 | 0 | 0 | 0 | 0 | 0 | 0 | 0 | 0 | 0 | 0 | 0 | 0 | 0 | 0 | 0 | 0 | 0 | 0 | 0 | 0 | 0 | 0 | 0 | 0 | 0 | 0 | 0 | 0 | 0 | 0 | 0 | 0 | 0 | 0 | 0 | 0 | 0 | 0 | 0 | 0 | 0 | 0 | 0 | 0 | 0 | 0 | 0 | 0 | 0 | 0
[6 empty] | N/A | 0 |  |  | 0 | 100% | 0 | 0 | [60 empty] | Time |  | 0 | 0 | 0 | 0 | 0 | 0 | 0 | 0 | 0 | 0 | 0 | 0 | 0 | 0 | 0 | 0 | 0 | 0 | 0 | 0
[6 empty] | N/A | 0 |  |  |  | 100% | 0 | 0 | [60 empty] | Year of Depreciation |  | 0 | 0 | 0 | 0 | 0 | 0 | 0 | 0 | 0 | 0 | 0 | 0 | 0 | 0 | 0 | 0 | 0 | 0 | 0 | 0
[6 empty] | N/A | 0 |  |  | 0 | 100% | 0 | 0 | [60 empty] | Regulatory Asset Base |  | 0 | 0 | 0 | 0 | 0 | 0 | 0 | 0 | 0 | 0 | 0 | 0 | 0 | 0 | 0 | 0 | 0 | 0 | 0 | 0
[6 empty] | N/A | 0 |  |  | 0 | 100% | 0 | 0 | [60 empty] | Depreciation |  | 0 | 0 | 0 | 0 | 0 | 0 | 0 | 0 | 0 | 0 | 0 | 0 | 0 | 0 | 0 | 0 | 0 | 0 | 0 | 0
[6 empty] | N/A | 0 |  |  | 0 | 100% | 0 | 0 | [60 empty] | Return on asset (WACC*RAB) |  | 0 | 0 | 0 | 0 | 0 | 0 | 0 | 0 | 0 | 0 | 0 | 0 | 0 | 0 | 0 | 0 | 0 | 0 | 0 | 0
[6 empty] | N/A | 0 |  |  | 0 | 100% | 0 | 0 | [60 empty] | Deprecation + return on assets |  | 0 | 0 | 0 | 0 | 0 | 0 | 0 | 0 | 0 | 0 | 0 | 0 | 0 | 0 | 0 | 0 | 0 | 0 | 0 | 0
[6 empty] | N/A | 0 |  |  | 0 | 100% | 0 | 0 | 0 | 0 | 0 | 0 | 0 | 0 | 0 | 0 | 0 | 0 | 0 | 0 | 0 | 0 | 0 | 0 | 0 | 0 | 0 | 0 | 0 | 0 | 0 | 0 | 0 | 0 | 0 | 0 | 0 | 0 | 0 | 0 | 0 | 0 | 0 | 0 | 0 | 0 | 0 | 0 | 0 | 0 | 0 | 0 | 0 | 0 | 0 | 0 | 0 | 0 | 0 | 0 | 0 | 0 | 0 | 0 | 0 | 0 | 0 | 0
[7 empty] | 0 |  |  | 0 | 100% | 0 | 0 | [60 empty] | Time |  | 0 | 0 | 0 | 0 | 0 | 0 | 0 | 0 | 0 | 0 | 0 | 0 | 0 | 0 | 0 | 0 | 0 | 0 | 0 | 0
[7 empty] | 0 |  |  |  | 100% | 0 | 0 | [60 empty] | Year of Depreciation |  | 0 | 0 | 0 | 0 | 0 | 0 | 0 | 0 | 0 | 0 | 0 | 0 | 0 | 0 | 0 | 0 | 0 | 0 | 0 | 0
[7 empty] | 0 |  |  | 0 | 100% | 0 | 0 | [60 empty] | Regulatory Asset Base |  | 0 | 0 | 0 | 0 | 0 | 0 | 0 | 0 | 0 | 0 | 0 | 0 | 0 | 0 | 0 | 0 | 0 | 0 | 0 | 0
[7 empty] | 0 |  |  | 0 | 100% | 0 | 0 | [60 empty] | Depreciation |  | 0 | 0 | 0 | 0 | 0 | 0 | 0 | 0 | 0 | 0 | 0 | 0 | 0 | 0 | 0 | 0 | 0 | 0 | 0 | 0
[7 empty] | 0 |  |  | 0 | 100% | 0 | 0 | [60 empty] | Return on asset (WACC*RAB) |  | 0 | 0 | 0 | 0 | 0 | 0 | 0 | 0 | 0 | 0 | 0 | 0 | 0 | 0 | 0 | 0 | 0 | 0 | 0 | 0
[7 empty] | 0 |  |  | 0 | 100% | 0 | 0 | [60 empty] | Deprecation + return on assets |  | 0 | 0 | 0 | 0 | 0 | 0 | 0 | 0 | 0 | 0 | 0 | 0 | 0 | 0 | 0 | 0 | 0 | 0 | 0 | 0
[6 empty] | N/A | 0 |  |  | 0 | 100% | 0 | 0 | 0 | 0 | 0 | 0 | 0 | 0 | 0 | 0 | 0 | 0 | 0 | 0 | 0 | 0 | 0 | 0 | 0 | 0 | 0 | 0 | 0 | 0 | 0 | 0 | 0 | 0 | 0 | 0 | 0 | 0 | 0 | 0 | 0 | 0 | 0 | 0 | 0 | 0 | 0 | 0 | 0 | 0 | 0 | 0 | 0 | 0 | 0 | 0 | 0 | 0 | 0 | 0 | 0 | 0 | 0 | 0 | 0 | 0 | 0 | 0
[6 empty] | N/A | 0 |  |  | 0 | 100% | 0 | 0 | [60 empty] | Time |  | 0 | 0 | 0 | 0 | 0 | 0 | 0 | 0 | 0 | 0 | 0 | 0 | 0 | 0 | 0 | 0 | 0 | 0 | 0 | 0
[6 empty] | N/A | 0 |  |  |  | 100% | 0 | 0 | [60 empty] | Year of Depreciation |  | 0 | 0 | 0 | 0 | 0 | 0 | 0 | 0 | 0 | 0 | 0 | 0 | 0 | 0 | 0 | 0 | 0 | 0 | 0 | 0
[6 empty] | N/A | 0 |  |  | 0 | 100% | 0 | 0 | [60 empty] | Regulatory Asset Base |  | 0 | 0 | 0 | 0 | 0 | 0 | 0 | 0 | 0 | 0 | 0 | 0 | 0 | 0 | 0 | 0 | 0 | 0 | 0 | 0
[6 empty] | N/A | 0 |  |  | 0 | 100% | 0 | 0 | [60 empty] | Depreciation |  | 0 | 0 | 0 | 0 | 0 | 0 | 0 | 0 | 0 | 0 | 0 | 0 | 0 | 0 | 0 | 0 | 0 | 0 | 0 | 0
[6 empty] | N/A | 0 |  |  | 0 | 100% | 0 | 0 | [60 empty] | Return on asset (WACC*RAB) |  | 0 | 0 | 0 | 0 | 0 | 0 | 0 | 0 | 0 | 0 | 0 | 0 | 0 | 0 | 0 | 0 | 0 | 0 | 0 | 0
[6 empty] | N/A | 0 |  |  | 0 | 100% | 0 | 0 | [60 empty] | Deprecation + return on assets |  | 0 | 0 | 0 | 0 | 0 | 0 | 0 | 0 | 0 | 0 | 0 | 0 | 0 | 0 | 0 | 0 | 0 | 0 | 0 | 0
[6 empty] | N/A | 0 |  |  | 0 | 100% | 0 | 0 | 0 | 0 | 0 | 0 | 0 | 0 | 0 | 0 | 0 | 0 | 0 | 0 | 0 | 0 | 0 | 0 | 0 | 0 | 0 | 0 | 0 | 0 | 0 | 0 | 0 | 0 | 0 | 0 | 0 | 0 | 0 | 0 | 0 | 0 | 0 | 0 | 0 | 0 | 0 | 0 | 0 | 0 | 0 | 0 | 0 | 0 | 0 | 0 | 0 | 0 | 0 | 0 | 0 | 0 | 0 | 0 | 0 | 0 | 0 | 0
[6 empty] | N/A | 0 |  |  | 0 | 100% | 0 | 0 | [60 empty] | Time |  | 0 | 0 | 0 | 0 | 0 | 0 | 0 | 0 | 0 | 0 | 0 | 0 | 0 | 0 | 0 | 0 | 0 | 0 | 0 | 0
[6 empty] | N/A | 0 |  |  |  | 100% | 0 | 0 | [60 empty] | Year of Depreciation |  | 0 | 0 | 0 | 0 | 0 | 0 | 0 | 0 | 0 | 0 | 0 | 0 | 0 | 0 | 0 | 0 | 0 | 0 | 0 | 0
[6 empty] | N/A | 0 |  |  | 0 | 100% | 0 | 0 | [60 empty] | Regulatory Asset Base |  | 0 | 0 | 0 | 0 | 0 | 0 | 0 | 0 | 0 | 0 | 0 | 0 | 0 | 0 | 0 | 0 | 0 | 0 | 0 | 0
[6 empty] | N/A | 0 |  |  | 0 | 100% | 0 | 0 | [60 empty] | Depreciation |  | 0 | 0 | 0 | 0 | 0 | 0 | 0 | 0 | 0 | 0 | 0 | 0 | 0 | 0 | 0 | 0 | 0 | 0 | 0 | 0
[6 empty] | N/A | 0 |  |  | 0 | 100% | 0 | 0 | [60 empty] | Return on asset (WACC*RAB) |  | 0 | 0 | 0 | 0 | 0 | 0 | 0 | 0 | 0 | 0 | 0 | 0 | 0 | 0 | 0 | 0 | 0 | 0 | 0 | 0
[6 empty] | N/A | 0 |  |  | 0 | 100% | 0 | 0 | [60 empty] | Deprecation + return on assets |  | 0 | 0 | 0 | 0 | 0 | 0 | 0 | 0 | 0 | 0 | 0 | 0 | 0 | 0 | 0 | 0 | 0 | 0 | 0 | 0
[6 empty] | N/A | 0 |  |  | 0 | 100% | 0 | 0 | 0 | 0 | 0 | 0 | 0 | 0 | 0 | 0 | 0 | 0 | 0 | 0 | 0 | 0 | 0 | 0 | 0 | 0 | 0 | 0 | 0 | 0 | 0 | 0 | 0 | 0 | 0 | 0 | 0 | 0 | 0 | 0 | 0 | 0 | 0 | 0 | 0 | 0 | 0 | 0 | 0 | 0 | 0 | 0 | 0 | 0 | 0 | 0 | 0 | 0 | 0 | 0 | 0 | 0 | 0 | 0 | 0 | 0 | 0 | 0
[6 empty] | N/A | 0 |  |  | 0 | 100% | 0 | 0 | [60 empty] | Time |  | 0 | 0 | 0 | 0 | 0 | 0 | 0 | 0 | 0 | 0 | 0 | 0 | 0 | 0 | 0 | 0 | 0 | 0 | 0 | 0
[6 empty] | N/A | 0 |  |  |  | 100% | 0 | 0 | [60 empty] | Year of Depreciation |  | 0 | 0 | 0 | 0 | 0 | 0 | 0 | 0 | 0 | 0 | 0 | 0 | 0 | 0 | 0 | 0 | 0 | 0 | 0 | 0
[6 empty] | N/A | 0 |  |  | 0 | 100% | 0 | 0 | [60 empty] | Regulatory Asset Base |  | 0 | 0 | 0 | 0 | 0 | 0 | 0 | 0 | 0 | 0 | 0 | 0 | 0 | 0 | 0 | 0 | 0 | 0 | 0 | 0
[6 empty] | N/A | 0 |  |  | 0 | 100% | 0 | 0 | [60 empty] | Depreciation |  | 0 | 0 | 0 | 0 | 0 | 0 | 0 | 0 | 0 | 0 | 0 | 0 | 0 | 0 | 0 | 0 | 0 | 0 | 0 | 0
[6 empty] | N/A | 0 |  |  | 0 | 100% | 0 | 0 | [60 empty] | Return on asset (WACC*RAB) |  | 0 | 0 | 0 | 0 | 0 | 0 | 0 | 0 | 0 | 0 | 0 | 0 | 0 | 0 | 0 | 0 | 0 | 0 | 0 | 0
[6 empty] | N/A | 0 |  |  | 0 | 100% | 0 | 0 | [60 empty] | Deprecation + return on assets |  | 0 | 0 | 0 | 0 | 0 | 0 | 0 | 0 | 0 | 0 | 0 | 0 | 0 | 0 | 0 | 0 | 0 | 0 | 0 | 0
INITIAL OPERATIONAL COSTS
[6 empty] | N/A | 0 |  |  | 0 | 100% | 0 | 0 | 0 | 0 | 0 | 0 | 0 | 0 | 0 | 0 | 0 | 0 | 0 | 0 | 0 | 0 | 0 | 0 | 0 | 0 | 0 | 0 | 0 | 0 | 0 | 0 | 0 | 0 | 0 | 0 | 0 | 0 | 0 | 0 | 0 | 0 | 0 | 0 | 0 | 0 | 0 | 0 | 0 | 0 | 0 | 0 | 0 | 0 | 0 | 0 | 0 | 0 | 0 | 0 | 0 | 0 | 0 | 0 | 0 | 0 | 0 | 0
[6 empty] | N/A | 0 |  |  | 0 | 100% | 0 | 0 | [60 empty] | Time |  | 0 | 0 | 0 | 0 | 0 | 0 | 0 | 0 | 0 | 0 | 0 | 0 | 0 | 0 | 0 | 0 | 0 | 0 | 0 | 0
[6 empty] | N/A | 0 |  |  |  | 100% | 0 | 0 | [60 empty] | Year of Depreciation |  | 0 | 0 | 0 | 0 | 0 | 0 | 0 | 0 | 0 | 0 | 0 | 0 | 0 | 0 | 0 | 0 | 0 | 0 | 0 | 0
[6 empty] | N/A | 0 |  |  | 0 | 100% | 0 | 0 | [60 empty] | Regulatory Asset Base |  | 0 | 0 | 0 | 0 | 0 | 0 | 0 | 0 | 0 | 0 | 0 | 0 | 0 | 0 | 0 | 0 | 0 | 0 | 0 | 0
[6 empty] | N/A | 0 |  |  | 0 | 100% | 0 | 0 | [60 empty] | Depreciation |  | 0 | 0 | 0 | 0 | 0 | 0 | 0 | 0 | 0 | 0 | 0 | 0 | 0 | 0 | 0 | 0 | 0 | 0 | 0 | 0
[6 empty] | N/A | 0 |  |  | 0 | 100% | 0 | 0 | [60 empty] | Return on asset (WACC*RAB) |  | 0 | 0 | 0 | 0 | 0 | 0 | 0 | 0 | 0 | 0 | 0 | 0 | 0 | 0 | 0 | 0 | 0 | 0 | 0 | 0
[6 empty] | N/A | 0 |  |  | 0 | 100% | 0 | 0 | [60 empty] | Deprecation + return on assets |  | 0 | 0 | 0 | 0 | 0 | 0 | 0 | 0 | 0 | 0 | 0 | 0 | 0 | 0 | 0 | 0 | 0 | 0 | 0 | 0
[6 empty] | N/A | 0 |  |  | 0 | 100% | 0 | 0 | 0 | 0 | 0 | 0 | 0 | 0 | 0 | 0 | 0 | 0 | 0 | 0 | 0 | 0 | 0 | 0 | 0 | 0 | 0 | 0 | 0 | 0 | 0 | 0 | 0 | 0 | 0 | 0 | 0 | 0 | 0 | 0 | 0 | 0 | 0 | 0 | 0 | 0 | 0 | 0 | 0 | 0 | 0 | 0 | 0 | 0 | 0 | 0 | 0 | 0 | 0 | 0 | 0 | 0 | 0 | 0 | 0 | 0 | 0 | 0
[6 empty] | N/A | 0 |  |  | 0 | 100% | 0 | 0 | [60 empty] | Time |  | 0 | 0 | 0 | 0 | 0 | 0 | 0 | 0 | 0 | 0 | 0 | 0 | 0 | 0 | 0 | 0 | 0 | 0 | 0 | 0
[6 empty] | N/A | 0 |  |  |  | 100% | 0 | 0 | [60 empty] | Year of Depreciation |  | 0 | 0 | 0 | 0 | 0 | 0 | 0 | 0 | 0 | 0 | 0 | 0 | 0 | 0 | 0 | 0 | 0 | 0 | 0 | 0
[6 empty] | N/A | 0 |  |  | 0 | 100% | 0 | 0 | [60 empty] | Regulatory Asset Base |  | 0 | 0 | 0 | 0 | 0 | 0 | 0 | 0 | 0 | 0 | 0 | 0 | 0 | 0 | 0 | 0 | 0 | 0 | 0 | 0
[6 empty] | N/A | 0 |  |  | 0 | 100% | 0 | 0 | [60 empty] | Depreciation |  | 0 | 0 | 0 | 0 | 0 | 0 | 0 | 0 | 0 | 0 | 0 | 0 | 0 | 0 | 0 | 0 | 0 | 0 | 0 | 0
[6 empty] | N/A | 0 |  |  | 0 | 100% | 0 | 0 | [60 empty] | Return on asset (WACC*RAB) |  | 0 | 0 | 0 | 0 | 0 | 0 | 0 | 0 | 0 | 0 | 0 | 0 | 0 | 0 | 0 | 0 | 0 | 0 | 0 | 0
[6 empty] | N/A | 0 |  |  | 0 | 100% | 0 | 0 | [60 empty] | Deprecation + return on assets |  | 0 | 0 | 0 | 0 | 0 | 0 | 0 | 0 | 0 | 0 | 0 | 0 | 0 | 0 | 0 | 0 | 0 | 0 | 0 | 0
DISTRIBUTION ASSETS
[6 empty] | N/A | 0 |  |  | 0 | 100% | 0 | 0 | 0 | 0 | 0 | 0 | 0 | 0 | 0 | 0 | 0 | 0 | 0 | 0 | 0 | 0 | 0 | 0 | 0 | 0 | 0 | 0 | 0 | 0 | 0 | 0 | 0 | 0 | 0 | 0 | 0 | 0 | 0 | 0 | 0 | 0 | 0 | 0 | 0 | 0 | 0 | 0 | 0 | 0 | 0 | 0 | 0 | 0 | 0 | 0 | 0 | 0 | 0 | 0 | 0 | 0 | 0 | 0 | 0 | 0 | 0 | 0
[6 empty] | N/A | 0 |  |  | 0 | 100% | 0 | 0 | [60 empty] | Time |  | 0 | 0 | 0 | 0 | 0 | 0 | 0 | 0 | 0 | 0 | 0 | 0 | 0 | 0 | 0 | 0 | 0 | 0 | 0 | 0
[6 empty] | N/A | 0 |  |  |  | 100% | 0 | 0 | [60 empty] | Year of Depreciation |  | 0 | 0 | 0 | 0 | 0 | 0 | 0 | 0 | 0 | 0 | 0 | 0 | 0 | 0 | 0 | 0 | 0 | 0 | 0 | 0
[6 empty] | N/A | 0 |  |  | 0 | 100% | 0 | 0 | [60 empty] | Regulatory Asset Base |  | 0 | 0 | 0 | 0 | 0 | 0 | 0 | 0 | 0 | 0 | 0 | 0 | 0 | 0 | 0 | 0 | 0 | 0 | 0 | 0
[6 empty] | N/A | 0 |  |  | 0 | 100% | 0 | 0 | [60 empty] | Depreciation |  | 0 | 0 | 0 | 0 | 0 | 0 | 0 | 0 | 0 | 0 | 0 | 0 | 0 | 0 | 0 | 0 | 0 | 0 | 0 | 0
[6 empty] | N/A | 0 |  |  | 0 | 100% | 0 | 0 | [60 empty] | Return on asset (WACC*RAB) |  | 0 | 0 | 0 | 0 | 0 | 0 | 0 | 0 | 0 | 0 | 0 | 0 | 0 | 0 | 0 | 0 | 0 | 0 | 0 | 0
[6 empty] | N/A | 0 |  |  | 0 | 100% | 0 | 0 | [60 empty] | Deprecation + return on assets |  | 0 | 0 | 0 | 0 | 0 | 0 | 0 | 0 | 0 | 0 | 0 | 0 | 0 | 0 | 0 | 0 | 0 | 0 | 0 | 0
[6 empty] | N/A | 0 |  |  | 0 | 100% | 0 | 0 | 0 | 0 | 0 | 0 | 0 | 0 | 0 | 0 | 0 | 0 | 0 | 0 | 0 | 0 | 0 | 0 | 0 | 0 | 0 | 0 | 0 | 0 | 0 | 0 | 0 | 0 | 0 | 0 | 0 | 0 | 0 | 0 | 0 | 0 | 0 | 0 | 0 | 0 | 0 | 0 | 0 | 0 | 0 | 0 | 0 | 0 | 0 | 0 | 0 | 0 | 0 | 0 | 0 | 0 | 0 | 0 | 0 | 0 | 0 | 0
[6 empty] | N/A | 0 |  |  | 0 | 100% | 0 | 0 | [60 empty] | Time |  | 0 | 0 | 0 | 0 | 0 | 0 | 0 | 0 | 0 | 0 | 0 | 0 | 0 | 0 | 0 | 0 | 0 | 0 | 0 | 0
[6 empty] | N/A | 0 |  |  |  | 100% | 0 | 0 | [60 empty] | Year of Depreciation |  | 0 | 0 | 0 | 0 | 0 | 0 | 0 | 0 | 0 | 0 | 0 | 0 | 0 | 0 | 0 | 0 | 0 | 0 | 0 | 0
[6 empty] | N/A | 0 |  |  | 0 | 100% | 0 | 0 | [60 empty] | Regulatory Asset Base |  | 0 | 0 | 0 | 0 | 0 | 0 | 0 | 0 | 0 | 0 | 0 | 0 | 0 | 0 | 0 | 0 | 0 | 0 | 0 | 0
[6 empty] | N/A | 0 |  |  | 0 | 100% | 0 | 0 | [60 empty] | Depreciation |  | 0 | 0 | 0 | 0 | 0 | 0 | 0 | 0 | 0 | 0 | 0 | 0 | 0 | 0 | 0 | 0 | 0 | 0 | 0 | 0
[6 empty] | N/A | 0 |  |  | 0 | 100% | 0 | 0 | [60 empty] | Return on asset (WACC*RAB) |  | 0 | 0 | 0 | 0 | 0 | 0 | 0 | 0 | 0 | 0 | 0 | 0 | 0 | 0 | 0 | 0 | 0 | 0 | 0 | 0
[6 empty] | N/A | 0 |  |  | 0 | 100% | 0 | 0 | [60 empty] | Deprecation + return on assets |  | 0 | 0 | 0 | 0 | 0 | 0 | 0 | 0 | 0 | 0 | 0 | 0 | 0 | 0 | 0 | 0 | 0 | 0 | 0 | 0
[6 empty] | N/A | 0 |  |  | 0 | 100% | 0 | 0 | 0 | 0 | 0 | 0 | 0 | 0 | 0 | 0 | 0 | 0 | 0 | 0 | 0 | 0 | 0 | 0 | 0 | 0 | 0 | 0 | 0 | 0 | 0 | 0 | 0 | 0 | 0 | 0 | 0 | 0 | 0 | 0 | 0 | 0 | 0 | 0 | 0 | 0 | 0 | 0 | 0 | 0 | 0 | 0 | 0 | 0 | 0 | 0 | 0 | 0 | 0 | 0 | 0 | 0 | 0 | 0 | 0 | 0 | 0 | 0
[6 empty] | N/A | 0 |  |  | 0 | 100% | 0 | 0 | [60 empty] | Time |  | 0 | 0 | 0 | 0 | 0 | 0 | 0 | 0 | 0 | 0 | 0 | 0 | 0 | 0 | 0 | 0 | 0 | 0 | 0 | 0
[6 empty] | N/A | 0 |  |  |  | 100% | 0 | 0 | [60 empty] | Year of Depreciation |  | 0 | 0 | 0 | 0 | 0 | 0 | 0 | 0 | 0 | 0 | 0 | 0 | 0 | 0 | 0 | 0 | 0 | 0 | 0 | 0
[6 empty] | N/A | 0 |  |  | 0 | 100% | 0 | 0 | [60 empty] | Regulatory Asset Base |  | 0 | 0 | 0 | 0 | 0 | 0 | 0 | 0 | 0 | 0 | 0 | 0 | 0 | 0 | 0 | 0 | 0 | 0 | 0 | 0
[6 empty] | N/A | 0 |  |  | 0 | 100% | 0 | 0 | [60 empty] | Depreciation |  | 0 | 0 | 0 | 0 | 0 | 0 | 0 | 0 | 0 | 0 | 0 | 0 | 0 | 0 | 0 | 0 | 0 | 0 | 0 | 0
[6 empty] | N/A | 0 |  |  | 0 | 100% | 0 | 0 | [60 empty] | Return on asset (WACC*RAB) |  | 0 | 0 | 0 | 0 | 0 | 0 | 0 | 0 | 0 | 0 | 0 | 0 | 0 | 0 | 0 | 0 | 0 | 0 | 0 | 0
[6 empty] | N/A | 0 |  |  | 0 | 100% | 0 | 0 | [60 empty] | Deprecation + return on assets |  | 0 | 0 | 0 | 0 | 0 | 0 | 0 | 0 | 0 | 0 | 0 | 0 | 0 | 0 | 0 | 0 | 0 | 0 | 0 | 0
[6 empty] | N/A | 0 |  |  | 0 | 100% | 0 | 0 | 0 | 0 | 0 | 0 | 0 | 0 | 0 | 0 | 0 | 0 | 0 | 0 | 0 | 0 | 0 | 0 | 0 | 0 | 0 | 0 | 0 | 0 | 0 | 0 | 0 | 0 | 0 | 0 | 0 | 0 | 0 | 0 | 0 | 0 | 0 | 0 | 0 | 0 | 0 | 0 | 0 | 0 | 0 | 0 | 0 | 0 | 0 | 0 | 0 | 0 | 0 | 0 | 0 | 0 | 0 | 0 | 0 | 0 | 0 | 0
[6 empty] | N/A | 0 |  |  | 0 | 100% | 0 | 0 | [60 empty] | Time |  | 0 | 0 | 0 | 0 | 0 | 0 | 0 | 0 | 0 | 0 | 0 | 0 | 0 | 0 | 0 | 0 | 0 | 0 | 0 | 0
[6 empty] | N/A | 0 |  |  |  | 100% | 0 | 0 | [60 empty] | Year of Depreciation |  | 0 | 0 | 0 | 0 | 0 | 0 | 0 | 0 | 0 | 0 | 0 | 0 | 0 | 0 | 0 | 0 | 0 | 0 | 0 | 0
[6 empty] | N/A | 0 |  |  | 0 | 100% | 0 | 0 | [60 empty] | Regulatory Asset Base |  | 0 | 0 | 0 | 0 | 0 | 0 | 0 | 0 | 0 | 0 | 0 | 0 | 0 | 0 | 0 | 0 | 0 | 0 | 0 | 0
[6 empty] | N/A | 0 |  |  | 0 | 100% | 0 | 0 | [60 empty] | Depreciation |  | 0 | 0 | 0 | 0 | 0 | 0 | 0 | 0 | 0 | 0 | 0 | 0 | 0 | 0 | 0 | 0 | 0 | 0 | 0 | 0
[6 empty] | N/A | 0 |  |  | 0 | 100% | 0 | 0 | [60 empty] | Return on asset (WACC*RAB) |  | 0 | 0 | 0 | 0 | 0 | 0 | 0 | 0 | 0 | 0 | 0 | 0 | 0 | 0 | 0 | 0 | 0 | 0 | 0 | 0
[6 empty] | N/A | 0 |  |  | 0 | 100% | 0 | 0 | [60 empty] | Deprecation + return on assets |  | 0 | 0 | 0 | 0 | 0 | 0 | 0 | 0 | 0 | 0 | 0 | 0 | 0 | 0 | 0 | 0 | 0 | 0 | 0 | 0
[6 empty] | N/A | 0 |  |  | 0 | 100% | 0 | 0 | 0 | 0 | 0 | 0 | 0 | 0 | 0 | 0 | 0 | 0 | 0 | 0 | 0 | 0 | 0 | 0 | 0 | 0 | 0 | 0 | 0 | 0 | 0 | 0 | 0 | 0 | 0 | 0 | 0 | 0 | 0 | 0 | 0 | 0 | 0 | 0 | 0 | 0 | 0 | 0 | 0 | 0 | 0 | 0 | 0 | 0 | 0 | 0 | 0 | 0 | 0 | 0 | 0 | 0 | 0 | 0 | 0 | 0 | 0 | 0
[6 empty] | N/A | 0 |  |  | 0 | 100% | 0 | 0 | [60 empty] | Time |  | 0 | 0 | 0 | 0 | 0 | 0 | 0 | 0 | 0 | 0 | 0 | 0 | 0 | 0 | 0 | 0 | 0 | 0 | 0 | 0
[6 empty] | N/A | 0 |  |  |  | 100% | 0 | 0 | [60 empty] | Year of Depreciation |  | 0 | 0 | 0 | 0 | 0 | 0 | 0 | 0 | 0 | 0 | 0 | 0 | 0 | 0 | 0 | 0 | 0 | 0 | 0 | 0
[6 empty] | N/A | 0 |  |  | 0 | 100% | 0 | 0 | [60 empty] | Regulatory Asset Base |  | 0 | 0 | 0 | 0 | 0 | 0 | 0 | 0 | 0 | 0 | 0 | 0 | 0 | 0 | 0 | 0 | 0 | 0 | 0 | 0
[6 empty] | N/A | 0 |  |  | 0 | 100% | 0 | 0 | [60 empty] | Depreciation |  | 0 | 0 | 0 | 0 | 0 | 0 | 0 | 0 | 0 | 0 | 0 | 0 | 0 | 0 | 0 | 0 | 0 | 0 | 0 | 0
[6 empty] | N/A | 0 |  |  | 0 | 100% | 0 | 0 | [60 empty] | Return on asset (WACC*RAB) |  | 0 | 0 | 0 | 0 | 0 | 0 | 0 | 0 | 0 | 0 | 0 | 0 | 0 | 0 | 0 | 0 | 0 | 0 | 0 | 0
[6 empty] | N/A | 0 |  |  | 0 | 100% | 0 | 0 | [60 empty] | Deprecation + return on assets |  | 0 | 0 | 0 | 0 | 0 | 0 | 0 | 0 | 0 | 0 | 0 | 0 | 0 | 0 | 0 | 0 | 0 | 0 | 0 | 0
[6 empty] | N/A | 0 |  |  | 0 | 100% | 0 | 0 | 0 | 0 | 0 | 0 | 0 | 0 | 0 | 0 | 0 | 0 | 0 | 0 | 0 | 0 | 0 | 0 | 0 | 0 | 0 | 0 | 0 | 0 | 0 | 0 | 0 | 0 | 0 | 0 | 0 | 0 | 0 | 0 | 0 | 0 | 0 | 0 | 0 | 0 | 0 | 0 | 0 | 0 | 0 | 0 | 0 | 0 | 0 | 0 | 0 | 0 | 0 | 0 | 0 | 0 | 0 | 0 | 0 | 0 | 0 | 0
[6 empty] | N/A | 0 |  |  | 0 | 100% | 0 | 0 | [60 empty] | Time |  | 0 | 0 | 0 | 0 | 0 | 0 | 0 | 0 | 0 | 0 | 0 | 0 | 0 | 0 | 0 | 0 | 0 | 0 | 0 | 0
[6 empty] | N/A | 0 |  |  |  | 100% | 0 | 0 | [60 empty] | Year of Depreciation |  | 0 | 0 | 0 | 0 | 0 | 0 | 0 | 0 | 0 | 0 | 0 | 0 | 0 | 0 | 0 | 0 | 0 | 0 | 0 | 0
[6 empty] | N/A | 0 |  |  | 0 | 100% | 0 | 0 | [60 empty] | Regulatory Asset Base |  | 0 | 0 | 0 | 0 | 0 | 0 | 0 | 0 | 0 | 0 | 0 | 0 | 0 | 0 | 0 | 0 | 0 | 0 | 0 | 0
[6 empty] | N/A | 0 |  |  | 0 | 100% | 0 | 0 | [60 empty] | Depreciation |  | 0 | 0 | 0 | 0 | 0 | 0 | 0 | 0 | 0 | 0 | 0 | 0 | 0 | 0 | 0 | 0 | 0 | 0 | 0 | 0
[6 empty] | N/A | 0 |  |  | 0 | 100% | 0 | 0 | [60 empty] | Return on asset (WACC*RAB) |  | 0 | 0 | 0 | 0 | 0 | 0 | 0 | 0 | 0 | 0 | 0 | 0 | 0 | 0 | 0 | 0 | 0 | 0 | 0 | 0
[6 empty] | N/A | 0 |  |  | 0 | 100% | 0 | 0 | [60 empty] | Deprecation + return on assets |  | 0 | 0 | 0 | 0 | 0 | 0 | 0 | 0 | 0 | 0 | 0 | 0 | 0 | 0 | 0 | 0 | 0 | 0 | 0 | 0
[6 empty] | N/A | 0 |  |  | 0 | 100% | 0 | 0 | 0 | 0 | 0 | 0 | 0 | 0 | 0 | 0 | 0 | 0 | 0 | 0 | 0 | 0 | 0 | 0 | 0 | 0 | 0 | 0 | 0 | 0 | 0 | 0 | 0 | 0 | 0 | 0 | 0 | 0 | 0 | 0 | 0 | 0 | 0 | 0 | 0 | 0 | 0 | 0 | 0 | 0 | 0 | 0 | 0 | 0 | 0 | 0 | 0 | 0 | 0 | 0 | 0 | 0 | 0 | 0 | 0 | 0 | 0 | 0
[6 empty] | N/A | 0 |  |  | 0 | 100% | 0 | 0 | [60 empty] | Time |  | 0 | 0 | 0 | 0 | 0 | 0 | 0 | 0 | 0 | 0 | 0 | 0 | 0 | 0 | 0 | 0 | 0 | 0 | 0 | 0
[6 empty] | N/A | 0 |  |  |  | 100% | 0 | 0 | [60 empty] | Year of Depreciation |  | 0 | 0 | 0 | 0 | 0 | 0 | 0 | 0 | 0 | 0 | 0 | 0 | 0 | 0 | 0 | 0 | 0 | 0 | 0 | 0
[6 empty] | N/A | 0 |  |  | 0 | 100% | 0 | 0 | [60 empty] | Regulatory Asset Base |  | 0 | 0 | 0 | 0 | 0 | 0 | 0 | 0 | 0 | 0 | 0 | 0 | 0 | 0 | 0 | 0 | 0 | 0 | 0 | 0
[6 empty] | N/A | 0 |  |  | 0 | 100% | 0 | 0 | [60 empty] | Depreciation |  | 0 | 0 | 0 | 0 | 0 | 0 | 0 | 0 | 0 | 0 | 0 | 0 | 0 | 0 | 0 | 0 | 0 | 0 | 0 | 0
[6 empty] | N/A | 0 |  |  | 0 | 100% | 0 | 0 | [60 empty] | Return on asset (WACC*RAB) |  | 0 | 0 | 0 | 0 | 0 | 0 | 0 | 0 | 0 | 0 | 0 | 0 | 0 | 0 | 0 | 0 | 0 | 0 | 0 | 0
[6 empty] | N/A | 0 |  |  | 0 | 100% | 0 | 0 | [60 empty] | Deprecation + return on assets |  | 0 | 0 | 0 | 0 | 0 | 0 | 0 | 0 | 0 | 0 | 0 | 0 | 0 | 0 | 0 | 0 | 0 | 0 | 0 | 0
[6 empty] | N/A | 0 |  |  | 0 | 100% | 0 | 0 | 0 | 0 | 0 | 0 | 0 | 0 | 0 | 0 | 0 | 0 | 0 | 0 | 0 | 0 | 0 | 0 | 0 | 0 | 0 | 0 | 0 | 0 | 0 | 0 | 0 | 0 | 0 | 0 | 0 | 0 | 0 | 0 | 0 | 0 | 0 | 0 | 0 | 0 | 0 | 0 | 0 | 0 | 0 | 0 | 0 | 0 | 0 | 0 | 0 | 0 | 0 | 0 | 0 | 0 | 0 | 0 | 0 | 0 | 0 | 0
[6 empty] | N/A | 0 |  |  | 0 | 100% | 0 | 0 | [60 empty] | Time |  | 0 | 0 | 0 | 0 | 0 | 0 | 0 | 0 | 0 | 0 | 0 | 0 | 0 | 0 | 0 | 0 | 0 | 0 | 0 | 0
[6 empty] | N/A | 0 |  |  |  | 100% | 0 | 0 | [60 empty] | Year of Depreciation |  | 0 | 0 | 0 | 0 | 0 | 0 | 0 | 0 | 0 | 0 | 0 | 0 | 0 | 0 | 0 | 0 | 0 | 0 | 0 | 0
[6 empty] | N/A | 0 |  |  | 0 | 100% | 0 | 0 | [60 empty] | Regulatory Asset Base |  | 0 | 0 | 0 | 0 | 0 | 0 | 0 | 0 | 0 | 0 | 0 | 0 | 0 | 0 | 0 | 0 | 0 | 0 | 0 | 0
[6 empty] | N/A | 0 |  |  | 0 | 100% | 0 | 0 | [60 empty] | Depreciation |  | 0 | 0 | 0 | 0 | 0 | 0 | 0 | 0 | 0 | 0 | 0 | 0 | 0 | 0 | 0 | 0 | 0 | 0 | 0 | 0
[6 empty] | N/A | 0 |  |  | 0 | 100% | 0 | 0 | [60 empty] | Return on asset (WACC*RAB) |  | 0 | 0 | 0 | 0 | 0 | 0 | 0 | 0 | 0 | 0 | 0 | 0 | 0 | 0 | 0 | 0 | 0 | 0 | 0 | 0
[6 empty] | N/A | 0 |  |  | 0 | 100% | 0 | 0 | [60 empty] | Deprecation + return on assets |  | 0 | 0 | 0 | 0 | 0 | 0 | 0 | 0 | 0 | 0 | 0 | 0 | 0 | 0 | 0 | 0 | 0 | 0 | 0 | 0
[6 empty] | N/A | 0 |  |  | 0 | 100% | 0 | 0 | 0 | 0 | 0 | 0 | 0 | 0 | 0 | 0 | 0 | 0 | 0 | 0 | 0 | 0 | 0 | 0 | 0 | 0 | 0 | 0 | 0 | 0 | 0 | 0 | 0 | 0 | 0 | 0 | 0 | 0 | 0 | 0 | 0 | 0 | 0 | 0 | 0 | 0 | 0 | 0 | 0 | 0 | 0 | 0 | 0 | 0 | 0 | 0 | 0 | 0 | 0 | 0 | 0 | 0 | 0 | 0 | 0 | 0 | 0 | 0
[6 empty] | N/A | 0 |  |  | 0 | 100% | 0 | 0 | [60 empty] | Time |  | 0 | 0 | 0 | 0 | 0 | 0 | 0 | 0 | 0 | 0 | 0 | 0 | 0 | 0 | 0 | 0 | 0 | 0 | 0 | 0
[6 empty] | N/A | 0 |  |  |  | 100% | 0 | 0 | [60 empty] | Year of Depreciation |  | 0 | 0 | 0 | 0 | 0 | 0 | 0 | 0 | 0 | 0 | 0 | 0 | 0 | 0 | 0 | 0 | 0 | 0 | 0 | 0
[6 empty] | N/A | 0 |  |  | 0 | 100% | 0 | 0 | [60 empty] | Regulatory Asset Base |  | 0 | 0 | 0 | 0 | 0 | 0 | 0 | 0 | 0 | 0 | 0 | 0 | 0 | 0 | 0 | 0 | 0 | 0 | 0 | 0
[6 empty] | N/A | 0 |  |  | 0 | 100% | 0 | 0 | [60 empty] | Depreciation |  | 0 | 0 | 0 | 0 | 0 | 0 | 0 | 0 | 0 | 0 | 0 | 0 | 0 | 0 | 0 | 0 | 0 | 0 | 0 | 0
[6 empty] | N/A | 0 |  |  | 0 | 100% | 0 | 0 | [60 empty] | Return on asset (WACC*RAB) |  | 0 | 0 | 0 | 0 | 0 | 0 | 0 | 0 | 0 | 0 | 0 | 0 | 0 | 0 | 0 | 0 | 0 | 0 | 0 | 0
[6 empty] | N/A | 0 |  |  | 0 | 100% | 0 | 0 | [60 empty] | Deprecation + return on assets |  | 0 | 0 | 0 | 0 | 0 | 0 | 0 | 0 | 0 | 0 | 0 | 0 | 0 | 0 | 0 | 0 | 0 | 0 | 0 | 0
[6 empty] | N/A | 0 |  |  | 0 | 100% | 0 | 0 | 0 | 0 | 0 | 0 | 0 | 0 | 0 | 0 | 0 | 0 | 0 | 0 | 0 | 0 | 0 | 0 | 0 | 0 | 0 | 0 | 0 | 0 | 0 | 0 | 0 | 0 | 0 | 0 | 0 | 0 | 0 | 0 | 0 | 0 | 0 | 0 | 0 | 0 | 0 | 0 | 0 | 0 | 0 | 0 | 0 | 0 | 0 | 0 | 0 | 0 | 0 | 0 | 0 | 0 | 0 | 0 | 0 | 0 | 0 | 0
[6 empty] | N/A | 0 |  |  | 0 | 100% | 0 | 0 | [60 empty] | Time |  | 0 | 0 | 0 | 0 | 0 | 0 | 0 | 0 | 0 | 0 | 0 | 0 | 0 | 0 | 0 | 0 | 0 | 0 | 0 | 0
[6 empty] | N/A | 0 |  |  |  | 100% | 0 | 0 | [60 empty] | Year of Depreciation |  | 0 | 0 | 0 | 0 | 0 | 0 | 0 | 0 | 0 | 0 | 0 | 0 | 0 | 0 | 0 | 0 | 0 | 0 | 0 | 0
[6 empty] | N/A | 0 |  |  | 0 | 100% | 0 | 0 | [60 empty] | Regulatory Asset Base |  | 0 | 0 | 0 | 0 | 0 | 0 | 0 | 0 | 0 | 0 | 0 | 0 | 0 | 0 | 0 | 0 | 0 | 0 | 0 | 0
[6 empty] | N/A | 0 |  |  | 0 | 100% | 0 | 0 | [60 empty] | Depreciation |  | 0 | 0 | 0 | 0 | 0 | 0 | 0 | 0 | 0 | 0 | 0 | 0 | 0 | 0 | 0 | 0 | 0 | 0 | 0 | 0
[6 empty] | N/A | 0 |  |  | 0 | 100% | 0 | 0 | [60 empty] | Return on asset (WACC*RAB) |  | 0 | 0 | 0 | 0 | 0 | 0 | 0 | 0 | 0 | 0 | 0 | 0 | 0 | 0 | 0 | 0 | 0 | 0 | 0 | 0
[6 empty] | N/A | 0 |  |  | 0 | 100% | 0 | 0 | [60 empty] | Deprecation + return on assets |  | 0 | 0 | 0 | 0 | 0 | 0 | 0 | 0 | 0 | 0 | 0 | 0 | 0 | 0 | 0 | 0 | 0 | 0 | 0 | 0
[6 empty] | N/A | 0 |  |  | 0 | 100% | 0 | 0 | 0 | 0 | 0 | 0 | 0 | 0 | 0 | 0 | 0 | 0 | 0 | 0 | 0 | 0 | 0 | 0 | 0 | 0 | 0 | 0 | 0 | 0 | 0 | 0 | 0 | 0 | 0 | 0 | 0 | 0 | 0 | 0 | 0 | 0 | 0 | 0 | 0 | 0 | 0 | 0 | 0 | 0 | 0 | 0 | 0 | 0 | 0 | 0 | 0 | 0 | 0 | 0 | 0 | 0 | 0 | 0 | 0 | 0 | 0 | 0
[6 empty] | N/A | 0 |  |  | 0 | 100% | 0 | 0 | [60 empty] | Time |  | 0 | 0 | 0 | 0 | 0 | 0 | 0 | 0 | 0 | 0 | 0 | 0 | 0 | 0 | 0 | 0 | 0 | 0 | 0 | 0
[6 empty] | N/A | 0 |  |  |  | 100% | 0 | 0 | [60 empty] | Year of Depreciation |  | 0 | 0 | 0 | 0 | 0 | 0 | 0 | 0 | 0 | 0 | 0 | 0 | 0 | 0 | 0 | 0 | 0 | 0 | 0 | 0
[6 empty] | N/A | 0 |  |  | 0 | 100% | 0 | 0 | [60 empty] | Regulatory Asset Base |  | 0 | 0 | 0 | 0 | 0 | 0 | 0 | 0 | 0 | 0 | 0 | 0 | 0 | 0 | 0 | 0 | 0 | 0 | 0 | 0
[6 empty] | N/A | 0 |  |  | 0 | 100% | 0 | 0 | [60 empty] | Depreciation |  | 0 | 0 | 0 | 0 | 0 | 0 | 0 | 0 | 0 | 0 | 0 | 0 | 0 | 0 | 0 | 0 | 0 | 0 | 0 | 0
[6 empty] | N/A | 0 |  |  | 0 | 100% | 0 | 0 | [60 empty] | Return on asset (WACC*RAB) |  | 0 | 0 | 0 | 0 | 0 | 0 | 0 | 0 | 0 | 0 | 0 | 0 | 0 | 0 | 0 | 0 | 0 | 0 | 0 | 0
[6 empty] | N/A | 0 |  |  | 0 | 100% | 0 | 0 | [60 empty] | Deprecation + return on assets |  | 0 | 0 | 0 | 0 | 0 | 0 | 0 | 0 | 0 | 0 | 0 | 0 | 0 | 0 | 0 | 0 | 0 | 0 | 0 | 0
[6 empty] | N/A | 0 |  |  | 0 | 100% | 0 | 0 | 0 | 0 | 0 | 0 | 0 | 0 | 0 | 0 | 0 | 0 | 0 | 0 | 0 | 0 | 0 | 0 | 0 | 0 | 0 | 0 | 0 | 0 | 0 | 0 | 0 | 0 | 0 | 0 | 0 | 0 | 0 | 0 | 0 | 0 | 0 | 0 | 0 | 0 | 0 | 0 | 0 | 0 | 0 | 0 | 0 | 0 | 0 | 0 | 0 | 0 | 0 | 0 | 0 | 0 | 0 | 0 | 0 | 0 | 0 | 0
[6 empty] | N/A | 0 |  |  | 0 | 100% | 0 | 0 | [60 empty] | Time |  | 0 | 0 | 0 | 0 | 0 | 0 | 0 | 0 | 0 | 0 | 0 | 0 | 0 | 0 | 0 | 0 | 0 | 0 | 0 | 0
[6 empty] | N/A | 0 |  |  |  | 100% | 0 | 0 | [60 empty] | Year of Depreciation |  | 0 | 0 | 0 | 0 | 0 | 0 | 0 | 0 | 0 | 0 | 0 | 0 | 0 | 0 | 0 | 0 | 0 | 0 | 0 | 0
[6 empty] | N/A | 0 |  |  | 0 | 100% | 0 | 0 | [60 empty] | Regulatory Asset Base |  | 0 | 0 | 0 | 0 | 0 | 0 | 0 | 0 | 0 | 0 | 0 | 0 | 0 | 0 | 0 | 0 | 0 | 0 | 0 | 0
[6 empty] | N/A | 0 |  |  | 0 | 100% | 0 | 0 | [60 empty] | Depreciation |  | 0 | 0 | 0 | 0 | 0 | 0 | 0 | 0 | 0 | 0 | 0 | 0 | 0 | 0 | 0 | 0 | 0 | 0 | 0 | 0
[6 empty] | N/A | 0 |  |  | 0 | 100% | 0 | 0 | [60 empty] | Return on asset (WACC*RAB) |  | 0 | 0 | 0 | 0 | 0 | 0 | 0 | 0 | 0 | 0 | 0 | 0 | 0 | 0 | 0 | 0 | 0 | 0 | 0 | 0
[6 empty] | N/A | 0 |  |  | 0 | 100% | 0 | 0 | [60 empty] | Deprecation + return on assets |  | 0 | 0 | 0 | 0 | 0 | 0 | 0 | 0 | 0 | 0 | 0 | 0 | 0 | 0 | 0 | 0 | 0 | 0 | 0 | 0
[6 empty] | N/A | 0 |  |  | 0 | 100% | 0 | 0 | 0 | 0 | 0 | 0 | 0 | 0 | 0 | 0 | 0 | 0 | 0 | 0 | 0 | 0 | 0 | 0 | 0 | 0 | 0 | 0 | 0 | 0 | 0 | 0 | 0 | 0 | 0 | 0 | 0 | 0 | 0 | 0 | 0 | 0 | 0 | 0 | 0 | 0 | 0 | 0 | 0 | 0 | 0 | 0 | 0 | 0 | 0 | 0 | 0 | 0 | 0 | 0 | 0 | 0 | 0 | 0 | 0 | 0 | 0 | 0
[6 empty] | N/A | 0 |  |  | 0 | 100% | 0 | 0 | [60 empty] | Time |  | 0 | 0 | 0 | 0 | 0 | 0 | 0 | 0 | 0 | 0 | 0 | 0 | 0 | 0 | 0 | 0 | 0 | 0 | 0 | 0
[6 empty] | N/A | 0 |  |  |  | 100% | 0 | 0 | [60 empty] | Year of Depreciation |  | 0 | 0 | 0 | 0 | 0 | 0 | 0 | 0 | 0 | 0 | 0 | 0 | 0 | 0 | 0 | 0 | 0 | 0 | 0 | 0
[6 empty] | N/A | 0 |  |  | 0 | 100% | 0 | 0 | [60 empty] | Regulatory Asset Base |  | 0 | 0 | 0 | 0 | 0 | 0 | 0 | 0 | 0 | 0 | 0 | 0 | 0 | 0 | 0 | 0 | 0 | 0 | 0 | 0
[6 empty] | N/A | 0 |  |  | 0 | 100% | 0 | 0 | [60 empty] | Depreciation |  | 0 | 0 | 0 | 0 | 0 | 0 | 0 | 0 | 0 | 0 | 0 | 0 | 0 | 0 | 0 | 0 | 0 | 0 | 0 | 0
[6 empty] | N/A | 0 |  |  | 0 | 100% | 0 | 0 | [60 empty] | Return on asset (WACC*RAB) |  | 0 | 0 | 0 | 0 | 0 | 0 | 0 | 0 | 0 | 0 | 0 | 0 | 0 | 0 | 0 | 0 | 0 | 0 | 0 | 0
[6 empty] | N/A | 0 |  |  | 0 | 100% | 0 | 0 | [60 empty] | Deprecation + return on assets |  | 0 | 0 | 0 | 0 | 0 | 0 | 0 | 0 | 0 | 0 | 0 | 0 | 0 | 0 | 0 | 0 | 0 | 0 | 0 | 0
[6 empty] | N/A | 0 |  |  | 0 | 100% | 0 | 0 | 0 | 0 | 0 | 0 | 0 | 0 | 0 | 0 | 0 | 0 | 0 | 0 | 0 | 0 | 0 | 0 | 0 | 0 | 0 | 0 | 0 | 0 | 0 | 0 | 0 | 0 | 0 | 0 | 0 | 0 | 0 | 0 | 0 | 0 | 0 | 0 | 0 | 0 | 0 | 0 | 0 | 0 | 0 | 0 | 0 | 0 | 0 | 0 | 0 | 0 | 0 | 0 | 0 | 0 | 0 | 0 | 0 | 0 | 0 | 0
[6 empty] | N/A | 0 |  |  | 0 | 100% | 0 | 0 | [60 empty] | Time |  | 0 | 0 | 0 | 0 | 0 | 0 | 0 | 0 | 0 | 0 | 0 | 0 | 0 | 0 | 0 | 0 | 0 | 0 | 0 | 0
[6 empty] | N/A | 0 |  |  |  | 100% | 0 | 0 | [60 empty] | Year of Depreciation |  | 0 | 0 | 0 | 0 | 0 | 0 | 0 | 0 | 0 | 0 | 0 | 0 | 0 | 0 | 0 | 0 | 0 | 0 | 0 | 0
[6 empty] | N/A | 0 |  |  | 0 | 100% | 0 | 0 | [60 empty] | Regulatory Asset Base |  | 0 | 0 | 0 | 0 | 0 | 0 | 0 | 0 | 0 | 0 | 0 | 0 | 0 | 0 | 0 | 0 | 0 | 0 | 0 | 0
[6 empty] | N/A | 0 |  |  | 0 | 100% | 0 | 0 | [60 empty] | Depreciation |  | 0 | 0 | 0 | 0 | 0 | 0 | 0 | 0 | 0 | 0 | 0 | 0 | 0 | 0 | 0 | 0 | 0 | 0 | 0 | 0
[6 empty] | N/A | 0 |  |  | 0 | 100% | 0 | 0 | [60 empty] | Return on asset (WACC*RAB) |  | 0 | 0 | 0 | 0 | 0 | 0 | 0 | 0 | 0 | 0 | 0 | 0 | 0 | 0 | 0 | 0 | 0 | 0 | 0 | 0
[6 empty] | N/A | 0 |  |  | 0 | 100% | 0 | 0 | [60 empty] | Deprecation + return on assets |  | 0 | 0 | 0 | 0 | 0 | 0 | 0 | 0 | 0 | 0 | 0 | 0 | 0 | 0 | 0 | 0 | 0 | 0 | 0 | 0
[6 empty] | N/A | 0 |  |  | 0 | 100% | 0 | 0 | 0 | 0 | 0 | 0 | 0 | 0 | 0 | 0 | 0 | 0 | 0 | 0 | 0 | 0 | 0 | 0 | 0 | 0 | 0 | 0 | 0 | 0 | 0 | 0 | 0 | 0 | 0 | 0 | 0 | 0 | 0 | 0 | 0 | 0 | 0 | 0 | 0 | 0 | 0 | 0 | 0 | 0 | 0 | 0 | 0 | 0 | 0 | 0 | 0 | 0 | 0 | 0 | 0 | 0 | 0 | 0 | 0 | 0 | 0 | 0
[6 empty] | N/A | 0 |  |  | 0 | 100% | 0 | 0 | [60 empty] | Time |  | 0 | 0 | 0 | 0 | 0 | 0 | 0 | 0 | 0 | 0 | 0 | 0 | 0 | 0 | 0 | 0 | 0 | 0 | 0 | 0
[6 empty] | N/A | 0 |  |  |  | 100% | 0 | 0 | [60 empty] | Year of Depreciation |  | 0 | 0 | 0 | 0 | 0 | 0 | 0 | 0 | 0 | 0 | 0 | 0 | 0 | 0 | 0 | 0 | 0 | 0 | 0 | 0
[6 empty] | N/A | 0 |  |  | 0 | 100% | 0 | 0 | [60 empty] | Regulatory Asset Base |  | 0 | 0 | 0 | 0 | 0 | 0 | 0 | 0 | 0 | 0 | 0 | 0 | 0 | 0 | 0 | 0 | 0 | 0 | 0 | 0
[6 empty] | N/A | 0 |  |  | 0 | 100% | 0 | 0 | [60 empty] | Depreciation |  | 0 | 0 | 0 | 0 | 0 | 0 | 0 | 0 | 0 | 0 | 0 | 0 | 0 | 0 | 0 | 0 | 0 | 0 | 0 | 0
[6 empty] | N/A | 0 |  |  | 0 | 100% | 0 | 0 | [60 empty] | Return on asset (WACC*RAB) |  | 0 | 0 | 0 | 0 | 0 | 0 | 0 | 0 | 0 | 0 | 0 | 0 | 0 | 0 | 0 | 0 | 0 | 0 | 0 | 0
[6 empty] | N/A | 0 |  |  | 0 | 100% | 0 | 0 | [60 empty] | Deprecation + return on assets |  | 0 | 0 | 0 | 0 | 0 | 0 | 0 | 0 | 0 | 0 | 0 | 0 | 0 | 0 | 0 | 0 | 0 | 0 | 0 | 0
[6 empty] | N/A | 0 |  |  | 0 | 100% | 0 | 0 | 0 | 0 | 0 | 0 | 0 | 0 | 0 | 0 | 0 | 0 | 0 | 0 | 0 | 0 | 0 | 0 | 0 | 0 | 0 | 0 | 0 | 0 | 0 | 0 | 0 | 0 | 0 | 0 | 0 | 0 | 0 | 0 | 0 | 0 | 0 | 0 | 0 | 0 | 0 | 0 | 0 | 0 | 0 | 0 | 0 | 0 | 0 | 0 | 0 | 0 | 0 | 0 | 0 | 0 | 0 | 0 | 0 | 0 | 0 | 0
[6 empty] | N/A | 0 |  |  | 0 | 100% | 0 | 0 | [60 empty] | Time |  | 0 | 0 | 0 | 0 | 0 | 0 | 0 | 0 | 0 | 0 | 0 | 0 | 0 | 0 | 0 | 0 | 0 | 0 | 0 | 0
[6 empty] | N/A | 0 |  |  |  | 100% | 0 | 0 | [60 empty] | Year of Depreciation |  | 0 | 0 | 0 | 0 | 0 | 0 | 0 | 0 | 0 | 0 | 0 | 0 | 0 | 0 | 0 | 0 | 0 | 0 | 0 | 0
[6 empty] | N/A | 0 |  |  | 0 | 100% | 0 | 0 | [60 empty] | Regulatory Asset Base |  | 0 | 0 | 0 | 0 | 0 | 0 | 0 | 0 | 0 | 0 | 0 | 0 | 0 | 0 | 0 | 0 | 0 | 0 | 0 | 0
[6 empty] | N/A | 0 |  |  | 0 | 100% | 0 | 0 | [60 empty] | Depreciation |  | 0 | 0 | 0 | 0 | 0 | 0 | 0 | 0 | 0 | 0 | 0 | 0 | 0 | 0 | 0 | 0 | 0 | 0 | 0 | 0
[6 empty] | N/A | 0 |  |  | 0 | 100% | 0 | 0 | [60 empty] | Return on asset (WACC*RAB) |  | 0 | 0 | 0 | 0 | 0 | 0 | 0 | 0 | 0 | 0 | 0 | 0 | 0 | 0 | 0 | 0 | 0 | 0 | 0 | 0
[6 empty] | N/A | 0 |  |  | 0 | 100% | 0 | 0 | [60 empty] | Deprecation + return on assets |  | 0 | 0 | 0 | 0 | 0 | 0 | 0 | 0 | 0 | 0 | 0 | 0 | 0 | 0 | 0 | 0 | 0 | 0 | 0 | 0
[6 empty] | N/A | 0 |  |  | 0 | 100% | 0 | 0 | 0 | 0 | 0 | 0 | 0 | 0 | 0 | 0 | 0 | 0 | 0 | 0 | 0 | 0 | 0 | 0 | 0 | 0 | 0 | 0 | 0 | 0 | 0 | 0 | 0 | 0 | 0 | 0 | 0 | 0 | 0 | 0 | 0 | 0 | 0 | 0 | 0 | 0 | 0 | 0 | 0 | 0 | 0 | 0 | 0 | 0 | 0 | 0 | 0 | 0 | 0 | 0 | 0 | 0 | 0 | 0 | 0 | 0 | 0 | 0
[7 empty] | 0 |  |  | 0 | 100% | 0 | 0 | [60 empty] | Time |  | 0 | 0 | 0 | 0 | 0 | 0 | 0 | 0 | 0 | 0 | 0 | 0 | 0 | 0 | 0 | 0 | 0 | 0 | 0 | 0
[7 empty] | 0 |  |  |  | 100% | 0 | 0 | [60 empty] | Year of Depreciation |  | 0 | 0 | 0 | 0 | 0 | 0 | 0 | 0 | 0 | 0 | 0 | 0 | 0 | 0 | 0 | 0 | 0 | 0 | 0 | 0
[7 empty] | 0 |  |  | 0 | 100% | 0 | 0 | [60 empty] | Regulatory Asset Base |  | 0 | 0 | 0 | 0 | 0 | 0 | 0 | 0 | 0 | 0 | 0 | 0 | 0 | 0 | 0 | 0 | 0 | 0 | 0 | 0
[7 empty] | 0 |  |  | 0 | 100% | 0 | 0 | [60 empty] | Depreciation |  | 0 | 0 | 0 | 0 | 0 | 0 | 0 | 0 | 0 | 0 | 0 | 0 | 0 | 0 | 0 | 0 | 0 | 0 | 0 | 0
[7 empty] | 0 |  |  | 0 | 100% | 0 | 0 | [60 empty] | Return on asset (WACC*RAB) |  | 0 | 0 | 0 | 0 | 0 | 0 | 0 | 0 | 0 | 0 | 0 | 0 | 0 | 0 | 0 | 0 | 0 | 0 | 0 | 0
[7 empty] | 0 |  |  | 0 | 100% | 0 | 0 | [60 empty] | Deprecation + return on assets |  | 0 | 0 | 0 | 0 | 0 | 0 | 0 | 0 | 0 | 0 | 0 | 0 | 0 | 0 | 0 | 0 | 0 | 0 | 0 | 0
COMPANYWIDE COSTS
[6 empty] | N/A | 0 |  |  | 0 | 100% | 0 | 0 | 0 | 0 | 0 | 0 | 0 | 0 | 0 | 0 | 0 | 0 | 0 | 0 | 0 | 0 | 0 | 0 | 0 | 0 | 0 | 0 | 0 | 0 | 0 | 0 | 0 | 0 | 0 | 0 | 0 | 0 | 0 | 0 | 0 | 0 | 0 | 0 | 0 | 0 | 0 | 0 | 0 | 0 | 0 | 0 | 0 | 0 | 0 | 0 | 0 | 0 | 0 | 0 | 0 | 0 | 0 | 0 | 0 | 0 | 0 | 0
[6 empty] | N/A | 0 |  |  | 0 | 100% | 0 | 0 | [60 empty] | Time |  | 0 | 0 | 0 | 0 | 0 | 0 | 0 | 0 | 0 | 0 | 0 | 0 | 0 | 0 | 0 | 0 | 0 | 0 | 0 | 0
[6 empty] | N/A | 0 |  |  |  | 100% | 0 | 0 | [60 empty] | Year of Depreciation |  | 0 | 0 | 0 | 0 | 0 | 0 | 0 | 0 | 0 | 0 | 0 | 0 | 0 | 0 | 0 | 0 | 0 | 0 | 0 | 0
[6 empty] | N/A | 0 |  |  | 0 | 100% | 0 | 0 | [60 empty] | Regulatory Asset Base |  | 0 | 0 | 0 | 0 | 0 | 0 | 0 | 0 | 0 | 0 | 0 | 0 | 0 | 0 | 0 | 0 | 0 | 0 | 0 | 0
[6 empty] | N/A | 0 |  |  | 0 | 100% | 0 | 0 | [60 empty] | Depreciation |  | 0 | 0 | 0 | 0 | 0 | 0 | 0 | 0 | 0 | 0 | 0 | 0 | 0 | 0 | 0 | 0 | 0 | 0 | 0 | 0
[6 empty] | N/A | 0 |  |  | 0 | 100% | 0 | 0 | [60 empty] | Return on asset (WACC*RAB) |  | 0 | 0 | 0 | 0 | 0 | 0 | 0 | 0 | 0 | 0 | 0 | 0 | 0 | 0 | 0 | 0 | 0 | 0 | 0 | 0
[6 empty] | N/A | 0 |  |  | 0 | 100% | 0 | 0 | [60 empty] | Deprecation + return on assets |  | 0 | 0 | 0 | 0 | 0 | 0 | 0 | 0 | 0 | 0 | 0 | 0 | 0 | 0 | 0 | 0 | 0 | 0 | 0 | 0
[6 empty] | N/A | 0 |  |  | 0 | 100% | 0 | 0 | 0 | 0 | 0 | 0 | 0 | 0 | 0 | 0 | 0 | 0 | 0 | 0 | 0 | 0 | 0 | 0 | 0 | 0 | 0 | 0 | 0 | 0 | 0 | 0 | 0 | 0 | 0 | 0 | 0 | 0 | 0 | 0 | 0 | 0 | 0 | 0 | 0 | 0 | 0 | 0 | 0 | 0 | 0 | 0 | 0 | 0 | 0 | 0 | 0 | 0 | 0 | 0 | 0 | 0 | 0 | 0 | 0 | 0 | 0 | 0
[6 empty] | N/A | 0 |  |  | 0 | 100% | 0 | 0 | [60 empty] | Time |  | 0 | 0 | 0 | 0 | 0 | 0 | 0 | 0 | 0 | 0 | 0 | 0 | 0 | 0 | 0 | 0 | 0 | 0 | 0 | 0
[6 empty] | N/A | 0 |  |  |  | 100% | 0 | 0 | [60 empty] | Year of Depreciation |  | 0 | 0 | 0 | 0 | 0 | 0 | 0 | 0 | 0 | 0 | 0 | 0 | 0 | 0 | 0 | 0 | 0 | 0 | 0 | 0
[6 empty] | N/A | 0 |  |  | 0 | 100% | 0 | 0 | [60 empty] | Regulatory Asset Base |  | 0 | 0 | 0 | 0 | 0 | 0 | 0 | 0 | 0 | 0 | 0 | 0 | 0 | 0 | 0 | 0 | 0 | 0 | 0 | 0
[6 empty] | N/A | 0 |  |  | 0 | 100% | 0 | 0 | [60 empty] | Depreciation |  | 0 | 0 | 0 | 0 | 0 | 0 | 0 | 0 | 0 | 0 | 0 | 0 | 0 | 0 | 0 | 0 | 0 | 0 | 0 | 0
[6 empty] | N/A | 0 |  |  | 0 | 100% | 0 | 0 | [60 empty] | Return on asset (WACC*RAB) |  | 0 | 0 | 0 | 0 | 0 | 0 | 0 | 0 | 0 | 0 | 0 | 0 | 0 | 0 | 0 | 0 | 0 | 0 | 0 | 0
[6 empty] | N/A | 0 |  |  | 0 | 100% | 0 | 0 | [60 empty] | Deprecation + return on assets |  | 0 | 0 | 0 | 0 | 0 | 0 | 0 | 0 | 0 | 0 | 0 | 0 | 0 | 0 | 0 | 0 | 0 | 0 | 0 | 0
[6 empty] | N/A | 0 |  |  | 0 | 100% | 0 | 0 | 0 | 0 | 0 | 0 | 0 | 0 | 0 | 0 | 0 | 0 | 0 | 0 | 0 | 0 | 0 | 0 | 0 | 0 | 0 | 0 | 0 | 0 | 0 | 0 | 0 | 0 | 0 | 0 | 0 | 0 | 0 | 0 | 0 | 0 | 0 | 0 | 0 | 0 | 0 | 0 | 0 | 0 | 0 | 0 | 0 | 0 | 0 | 0 | 0 | 0 | 0 | 0 | 0 | 0 | 0 | 0 | 0 | 0 | 0 | 0
[6 empty] | N/A | 0 |  |  | 0 | 100% | 0 | 0 | [60 empty] | Time |  | 0 | 0 | 0 | 0 | 0 | 0 | 0 | 0 | 0 | 0 | 0 | 0 | 0 | 0 | 0 | 0 | 0 | 0 | 0 | 0
[6 empty] | N/A | 0 |  |  |  | 100% | 0 | 0 | [60 empty] | Year of Depreciation |  | 0 | 0 | 0 | 0 | 0 | 0 | 0 | 0 | 0 | 0 | 0 | 0 | 0 | 0 | 0 | 0 | 0 | 0 | 0 | 0
[6 empty] | N/A | 0 |  |  | 0 | 100% | 0 | 0 | [60 empty] | Regulatory Asset Base |  | 0 | 0 | 0 | 0 | 0 | 0 | 0 | 0 | 0 | 0 | 0 | 0 | 0 | 0 | 0 | 0 | 0 | 0 | 0 | 0
[6 empty] | N/A | 0 |  |  | 0 | 100% | 0 | 0 | [60 empty] | Depreciation |  | 0 | 0 | 0 | 0 | 0 | 0 | 0 | 0 | 0 | 0 | 0 | 0 | 0 | 0 | 0 | 0 | 0 | 0 | 0 | 0
[6 empty] | N/A | 0 |  |  | 0 | 100% | 0 | 0 | [60 empty] | Return on asset (WACC*RAB) |  | 0 | 0 | 0 | 0 | 0 | 0 | 0 | 0 | 0 | 0 | 0 | 0 | 0 | 0 | 0 | 0 | 0 | 0 | 0 | 0
[6 empty] | N/A | 0 |  |  | 0 | 100% | 0 | 0 | [60 empty] | Deprecation + return on assets |  | 0 | 0 | 0 | 0 | 0 | 0 | 0 | 0 | 0 | 0 | 0 | 0 | 0 | 0 | 0 | 0 | 0 | 0 | 0 | 0
[6 empty] | N/A | 0 |  |  | 0 | 100% | 0 | 0 | 0 | 0 | 0 | 0 | 0 | 0 | 0 | 0 | 0 | 0 | 0 | 0 | 0 | 0 | 0 | 0 | 0 | 0 | 0 | 0 | 0 | 0 | 0 | 0 | 0 | 0 | 0 | 0 | 0 | 0 | 0 | 0 | 0 | 0 | 0 | 0 | 0 | 0 | 0 | 0 | 0 | 0 | 0 | 0 | 0 | 0 | 0 | 0 | 0 | 0 | 0 | 0 | 0 | 0 | 0 | 0 | 0 | 0 | 0 | 0
[7 empty] | 0 |  |  | 0 | 100% | 0 | 0 | [60 empty] | Time |  | 0 | 0 | 0 | 0 | 0 | 0 | 0 | 0 | 0 | 0 | 0 | 0 | 0 | 0 | 0 | 0 | 0 | 0 | 0 | 0
[7 empty] | 0 |  |  | 0 | 100% | 0 | 0 | [60 empty] | Year of Depreciation |  | 0 | 0 | 0 | 0 | 0 | 0 | 0 | 0 | 0 | 0 | 0 | 0 | 0 | 0 | 0 | 0 | 0 | 0 | 0 | 0
[7 empty] | 0 |  |  | 0 | 100% | 0 | 0 | [60 empty] | Regulatory Asset Base |  | 0 | 0 | 0 | 0 | 0 | 0 | 0 | 0 | 0 | 0 | 0 | 0 | 0 | 0 | 0 | 0 | 0 | 0 | 0 | 0
[7 empty] | 0 |  |  | 0 | 100% | 0 | 0 | [60 empty] | Depreciation |  | 0 | 0 | 0 | 0 | 0 | 0 | 0 | 0 | 0 | 0 | 0 | 0 | 0 | 0 | 0 | 0 | 0 | 0 | 0 | 0
[7 empty] | 0 |  |  | 0 | 100% | 0 | 0 | [60 empty] | Return on asset (WACC*RAB) |  | 0 | 0 | 0 | 0 | 0 | 0 | 0 | 0 | 0 | 0 | 0 | 0 | 0 | 0 | 0 | 0 | 0 | 0 | 0 | 0
[7 empty] | 0 |  |  | 0 | 100% | 0 | 0 | [60 empty] | Deprecation + return on assets |  | 0 | 0 | 0 | 0 | 0 | 0 | 0 | 0 | 0 | 0 | 0 | 0 | 0 | 0 | 0 | 0 | 0 | 0 | 0 | 0
| Financial Year | Following Financial Year
| Y1 | Y2
| Y2 | Y3
| Y3 | Y4
| Y4 | Y5
| Y5 | Y6
| Y6 | Y7
| Y7 | Y8
| Y8 | Y9
| Y9 | Y10
| Y10 | Y11
| Y11 | Y12
| Y12 | Y13
| Y13 | Y14
| Y14 | Y15
| Y15 | Y16
| Y16 | Y17
| Y17 | Y18
| Y18 | Y19
| Y19 | Y20
| Y20 | End of Project

## Opt. 2 Insert_Last Year Revenue
Option 2 only: Last Year Revenue |  |  |  | The DisCo inputs their monthly revenue from customers over the last full operational year (12 months)
1;2 | Start year of last full year of operations
Starting Month
|  | Monthly Revenue for Customer Group (N/month) | [12 empty] | Total Revenue (NGN/year)
| Customer group name | 0 | 1900-01-30 | 1900-02-27 | 1900-03-28 | 1900-04-28 | 1900-05-28 | 1900-06-28 | 1900-07-28 | 1900-08-28 | 1900-09-28 | 1900-10-28 | 1900-11-28 |  | 0
3;4;5 | [13 empty] | = | 0
[14 empty] | = | 0
[14 empty] | = | 0
[14 empty] | = | 0
[14 empty] | = | 0
[14 empty] | = | 0
|  | 1900-11-28: Total |  | 0
6 | Customer # growth absolute[Y1=25%][Y2=50%], [Y10=max=75%]
Customer # growth relative for calc.

## Opt. 2 Insert_Last Year Op Cost
Option 2 only: Last-Year Operational Costs |  |  |  | The DisCo inputs their monthly operational costs for the mini-grid community over the last full operational year (12 months)
| Start year of last full year of operations | 0
| Starting Month | 0
|  | Monthly Operational Costs (NGN) | [12 empty] | Total Operational Costs (NGN)
| Cost Item | 0 | 1900-01-30 | 1900-02-27 | 1900-03-28 | 1900-04-28 | 1900-05-28 | 1900-06-28 | 1900-07-28 | 1900-08-28 | 1900-09-28 | 1900-10-28 | 1900-11-28 |  | SUM
1;2 | [13 empty] | = | 0
[14 empty] | = | 0
[14 empty] | = | 0
[14 empty] | = | 0
[14 empty] | = | 0
[14 empty] | = | 0
[14 empty] | = | 0
[14 empty] | = | 0
[14 empty] | = | 0
[14 empty] | = | 0
[14 empty] | = | 0
[14 empty] | = | 0
[14 empty] | = | 0
[14 empty] | = | 0
[14 empty] | = | 0
|  | 1900-11-28: Total |  | 0
6 | Customer # growth absolute[Y1=25%][Y2=50%], [Y10=max=75%]
Customer # growth relative for calc.