## Tool User Guide
Final Version: 08 January 2024 (v6.1.0+101224)
Mini Grids Tariff Tool Guide
This tool guide explains how to operate the tool to enter inputs, the calculations and outputs. This tool guide tab is also provided as User Guide in MS Word and PDF document formats.
The hyperlinks below against each section heading allows the user to directly jump to the respective section in the tool.
The tool consists of this user guide tab, three (3) mains tabs and a supplementary info tab for portfolio applications. The following pictogram illustrate the 3 main tabs:
This tool is based on the cost of service (or rate of return) methodology, i.e., Revenue Requirement= O&M expenses+Depreciation+(Rate Base x Rate of Return)+Taxes
The folllowing are explanations on how to populate the tool sections. The hyperlinks allows the user to directly jump to the respective section.
The following color codes apply (on the inputs):
Input cell | Only in these cells input is required, all other cells cannot be edited.
Calculation | The cell contains a formula for calculation. The user need not enter values in these cells.
Linked Cell | The cell is linked to another cells in the same tab or another tab in this model.
Section of the tool | Explanation on how and what to populate in the Section
1. Inputs
1.1 Plant Capacity/Performance | The user should enter mini grid project capacity figures as per the cells provided. The capacity factor for a hybrid system and/or multiple sites is calculated in the portfolio tab and one weighted average capacity factor is then used. The user will input the different capacity factors in the Portfolio tab to derive one weighted average capacity factor. The user should choose the units between kWp and MWp from the drop-down menu. The regulator will pre-define the allowed reserve margin, % allowance for technical losses as well as the degradation rate. The user should choose from the drop down menu the economic life equal to the remaining license period
1.2 Capital Costs and Useful lives | These sections allow the user to populate the capital expenditure for each generation technology. The user is allowed to populate more than one technology for a hybrid mini grid. Separate lines are provided for the user to capture the customs duties and VAT respectively. The user should also enter economic useful or remaining license period if different from the regulator pre-assigned useful lives. The tool will automatically calculate the replacement years and the replacement cost as well as the total life-cycle costs. For general shared assets, the cost allocation principles used should be disclosed.
1.2.1 Solar
1.2.2 Wind
1.2.3 Hydro
1.2.4 Biomass
1.2.5 Floating Biogas
1.2.6 General or "shared" assets used in the electricity business
1.2.7 Interest during construction (IDC) | The user should select from the drop down menu in 1.7.4 the generation technology. The regulator will pre-assign the construction period in number of months that it will take from commencement of construction until commercial operation date(COD) of the plant. IDC is then automatically calculated. The grace period if different from the contruction period should be taken into account in 2.7.5 in the debt repayment schedule
1.3 Working capital | The user should enter the number of days of working capital. Pre-paid metering reduces the number of days allowance for working capital. Working capital is restricted to selected items and number of days.
1.4 Operating and Maintenance (O&M) costs | The user should enter the amounts for the O&M expenditure line items. Notes (comments within cells) have been provided to guide the aggregation to reduce the levels of details. The user enter the proportion (%) of the total O&M expenses that are escalable year to year for the regulator approval. That escalable proportion should exclude the Power Purchased from 3rd parties. The power purchased from 3rd parties, wheeling charges and the bulk tariff paid for it, should be left blank if all power sold is self-generated because this provision is only made where a mini grid is interconnected to a DisCo like in Nigeria. The bulk purchase tariff paid to the 3rd parties is also a regulated tariff. Planned power purchases should be linked to demand projection and a separate demand projection be provided to the regulator by the applicant
1.5 Subsidies/Grants/Contributions Received | The user should enter the grant amounts received against the year of receipt. Grant used for purchase of equipment or customer connections should be entered on the capital grants line. Connection charges paid by customers should be entered under the customer payments for connection. Grants received to support O&M shoul be entered under the Subsidy to reduce O&M costs
1.6 Non-tariff revenues | The user should enter the revenues received from disconnection penalties, re-connection fees and any other revenues. The regulator may deduct it from the Revenue Requirement
1.7 Financing information | The user should enter the financing information in the following subsections:
1.7.1 Summary of Sources of Funding for Total Installed Capital Cost | The user should enter a summary of all their sources of funding for the project, broken down into debt, equity and grants
1.7.2 Debt Finance Terms | The user should input the tenor of the loan (years) the debt origination cost as % of the total loan, and the cost of debt as annual percentage (%) interest rate (APR)
1.7.3 Weighted Average Cost of Capital (WACC) in Nominal terms | The user should enter the cost of equity. The cost of debt will be linked to the APR above. The proportion of debt and proportion of equity are automatically calculated from the Summary of Sources of Funding entered above
1.7.4 Construction Financing (Interest During Construction) | The user should select from the drop down menu the generation technology. The regulator will pre-assign the construction period in number of months that it will take to complete construction, testing and commissioning to commercial operation date of the plant.
1.8 Customer categories, consumption and cost causality | The user will define their own customer categories in this section. Against each customer category the user should enter: [a] The number of consumers per customer class for the installed capacity; [b] the average consumption for customer category and ensure the total consumption tallies with the system installed capacity; [c] The % of costs attributable to each customer class. The user should enter this % cost attribution based on historical experience and/or a cost of service (COS) study
1.9 Economic data | The user will enter the economic data using data sources specificed by the regulator
1.10 Forex Volatility Adjustment(To be added as a separate line to tariff) | For imported goods and services priced in foreign currency, the cost amounts should be converted from foreign currency to local currency using the same foreign exchange (FX) rate used on import declaration forms or as may be directed by regulator in the data sources above. A record of outstanding foreign currency (FX) expenditure and loans balances should be kept for purposes of foreign currency gains/losses adjustment to the tariff. Once the amount of outstanding FX capex/loan and exchange rates are entered the calculations are automatic to give the adjustment to be made to the tariff annually for FX gains/losses
1.11 Benchmarks | These are sourced by the regulator and pre-specified in the tool. No entries required
1.12 Inputs for Portfolio sites | Where the rules allow for portfolio tariffs applications the user will enter the capex for each site as well as the number of customers for each site. The user will take/link the sites aggregates to the main Inputs tab to calculate one average tariff for all the aggregated portfolio sites. Portfolio tariffs application removes having a patchwork of individualised tariffs per site even where the sites are next to each other. Portfolio tariff approach will also reduce the regulatory burden of preparing a tariff per site
2. Calculations
2.1 Net Energy Output/Sold: | This extrapolates the plant performance/capacity factors from the inputs tabs and extends it for the useful economic life (license period) of the plant. The annual degradation is substracted. The power purchased from the 3rd parties is added to get the annual total energy sold
2.2 Depreciation | Three (3) depreciation methods are provided. The user should select the preferred method of depreciation using “Yes” or “No” from the dropdown menu. The Regulator should decide on their preferred method of depreciation [a] Straight-line; or [b] Units of output; or [c] The annuity method. For the Straight-line method, the tool automatically uses the economic useful life entered in the Inputs tab. For the Units of output method, the depreciation will be calculated automatically by the model, using the kWh sales. For the Annuity Method, the depreciation is also calculated automatically in the tool.
2.3 Revenue Requirement = O&M + Depreciation + (Rate Base x WACC) + Tax Allowance | There are no inputs required on this as the Calculations tab is linked to the main Inputs tabs already entered. The Revenue Requirement calculation is automatically performed comprising of O&M expenses + depreciation + return on capital + tax allowance. The subsidies received are deducted in the calculation of Revenue Requirement.
2.4 True up (IFRS 14 — Regulatory Deferral Accounts Balances) | The tool enables the user track any incomes that will be under-recovered or over-recovered during the tariff control peiod in accordance with International Financial Reporting Standards (IFRS) 14. This under-recovery or over-recovery will be added or subtracted to the valuation of the mini grid during valuation as explained below or adjusted in the next tariff review.
2.5 Mini grid valuation | The mini grid valuation is done automatically using the depreciated historical cost plus any revenues under recoveries calculated as True Up in terms of IFRS14 above
2.6 Tariffs Calculations | The user should adjust these calculations according to their own preferred tariff structures. The calculations made here are only for illustrative examples only and are not meant to be prescriptive
2.7 Financial Performance | The financial performance calculations are linked to main Inputs tabs already entered. All these calculations are automatically performed on this tab: 1) Statement of Profit or Loss & Other Comprehensive Income 2) Project Cash Flows, 3)Debt Service Cover Ratio and Interest Cover Ratios, 4) Project NPV and IRR These financial performance metrics are displayed in the Outputs tab
2.7.1 Statement of Profit or Loss & other Comprehensive Income
2.7.2 Project Cash Flows
2.7.3 Debt Ratios and Cashflows available for debt service
2.7.4 Project NPV and IRR
2.7.5 Debt repayment schedule | These calculations are performed automatically. The user should check to ensure the principal amounts used by the tool here are correct.
2.8 Benchmarks | These calcuations are performed automatically specific for this mini grid only. The data already entered calcuates the comparable benchmarks specific to this mini grid
3. Outputs
3.1(a) Tariffs Structure by customer category | The tool output tab is linked to pull the tariffs in the Calculator tab. The developer proposes the tariff structures and therefore this part of the tool will not be locked to allow the developer flexibility to use any combination of tariff structures that they deem appropriate for their own project. The drop down menu gives some examples of tariff structures, such as: kWh/PAYG/Energy-based tariff, Tariffs is a % of some base tariff,Flat rate tariff (Revenues/No. of Customers), Fixed charge+kWh charge tariff, LCOE,Time of Use(ToU) tariff, Power/Load-based tariff, Hybrid, Others to be specified by the user
3.1(b) Graph of the tariffs | This automaticallys graphs over 5 years the tariffs for chosen by the developer from above
3.2(a) Financial indicators | This automaticallys displays the financial indicators from the Calculations tab
3.2(b) Financial indicators Graphs | This automaticallys graphs over 5 years the financial indicators from above
3.3(a) Mini grid Valuation | This automaticallys displays the mini grid valuation from the Calculations tab
3.3(b) Mini grid Valuation Graph | This automaticallys graphs over 5 years the mini grid from above
3.4(a) Depreciation | This automaticallys displays the a comparison of the three depreciation methods from the Calculations tab
3.4(b) Depreciation Comparison Graphs | This automaticallys graphs over 5 years a comparison of the three (3) depreciation methods from above
3.5 Benchmarks comparisons | This pulls the Benchmarks from the inputs tabs and compares them with those calculates in the Calculations tab.
3.6 Sensitivity scenarios outputs | The user is allowed to increase or decrease input variables to see how it would change tariffs. The User can also work backwards from outputs to inputs. The user can create a best case scenario, expected case scenario and worst case scenarios. Results of the multiple scenarios may be compared by using the "copy and paste special values" or "goal seek" feature to create various Sensitivity Scenarios Analysis. The user should follow the following guidance to perform some of these sensitivity scenarios analysis:
3.6.1 Inputs variations - Change that input value and then use "paste special values" | Change that input value and then use "paste special values". The inputs to be varied inlude: 1. Capex costs higher or lower; 2. Annual O&M higher or lower; 3. WACC higher or lower - Change cost of debt and/or cost of equity; 4. Economic useful (license period) life of the plant is longer or shorter; 5. Average Consumption per customer (ACPC)/number of connection is higher or lower
3.6.2 Outputs variations - use "goal seek" and then "paste special values" | a) Start with target "tariff" to get required subsidy - use "goal seek" of the target tariff by changing the capex subsidy and then "paste special values"; b) IRR to get required tariff - use "goal seek" of desired IRR by changing WACC equity element and then "paste special values"; c) Start with a subsidy to get a tariff or number of connections - change the subsidy value and then "paste special values" from results above
3.6.3 Relating subsidies to connections to tariffs = use same approach as #3.6.2(c) | The user should follow the same approach as #3.6.2(c) above
3.6.4 Price elasticity of demand – inputs and outputs | While this is provided for in this tools, we do not recommend mainstreaming this Price elasticity of demand because of limited data and the subsidies required for the developers to make it work.
4. Grid Arrival
4.1 Mini-Grid Performance Data | This section is linked to the "inputs" and "calculation" tabs of the tool. It collects data on how the revenue requirement evolves over time as well as on the remaining asset value. This information is then used to calculate the applicable compensation in section 4.3
4.2 Grid arrival inputs | This section allows users to provide details on the grid arrival scenario to be considered. These details include 1) the year in which the grid arrives, 2) the tariff that end-users will pay from that moment on and 3) the annual electricity available for sale from the local generation unit (that is, the total generation capacity at local level).
4.3 Calculation results | This section presents the results of the grid arrival calculation. It provides two different options: (i) a compensation-based solution, in which mini-grid operators would get a one-off payment, and (ii) a tariff-based solution, in which mini-grid operators secure their profitability by adjusting the feed-in-tariff and the bulk purchase tariff to/from the main grid.
4.3.1 Option 1: Compensation based | This option has been the most used so far in grid arrival regulations, focusing on compensation to mini-grid operators as the main mechanism to mitigate grid arrival risks. Under this approach, all of the four configurations presented in the table under 4.3.1 are available, with the regulation defining compensation mechanisms for each of them. Then, mini-grid developers and main grid distribution companies (DisCos) are allowed to negotiate which option is preferred. A key aspect of this approach is that room for negotiations should always be backed by a safe, strictly defined option that mini-grid developers can choose in case of no agreement. In practice, such option is typically the “abandonment” one, given that compensation is defined and there is no need to negotiate any tariffs. Based on this general principle, the table in Section 4.3.1 presents the compensation that would need to be paid under the different configurations.
4.3.2 Option 2: Tariffs-based | This option has not yet been used in many grid arrival regulations. In this case, compensation to mini-grid developers upon grid arrival is paid over time, by adjusting electricity tariffs between the now interconnected mini-grid and the Distribution Company. Under this approach, the Feed-in- Tariff or the Bulk Purchase Tariff can be calculated so that the mini-grid company still recovers the allowed revenue requirement every year. Based on how end-customer demand evolves, those tariffs can be adjusted periodically. Based on this logic, the table in Section 4.3.2 presents the resulting tariff scenarios under the different configurations.

## Basic Information
BASIC INFORMATION
Date of Submission: | dd/mmm/yyyy
DEVELOPER INFORMATION
Project Developer name:
Email:
Phone:
HQ Address:
COMMUNITY INFORMATION
Community name:
LGA:
State:
Coordinates
Latitude:
Longtitude:

## Inputs
1. Inputs
1.1 Plant Capacity/Performance
| Units | Input value
Design Installed (name plate) Capacity | kWp
Annual hours for conversion kWh or mWh | hrs | 8760
Capacity Factor | %
Nominal energy generated | kWh | 0
Availability | % | 95%
Energy available | kWh | 0
Technical (Grid) losses | % | 3%
Energy net of technical (grid) losses | kWh | 0
Reserve margin | % | 15%
Net Energy output, Year 1 | kWh | 0
Plant Annual Production Degradation Rate | % | 0.25%
Plant economic useful life (or remaining License period) | Years | 25
1.2 Capital Costs and Useful lives
Currency - select from drop menu the currency of costs and tariffs |  | NGN
Plant, Property & Equipment Capital costs | [32 empty] | Staightline | Units of Output
| Units | Input value |  | Useful life | Replacement Year | [5 empty] | Replacement cost | [20 empty] | Total Lifecycle costs | Depreciation/Yr | Depreciation/Yr
1.2.1 Solar |  |  |  | Years | [6 empty] | 5 | 6 | 7 | 8 | 9 | 10 | 11 | 12 | 13 | 14 | 15 | 16 | 17 | 18 | 19 | 20 | 21 | 22 | 23 | 24 | 25
Development costs | NGN |  |  | 25 | [27 empty] | 0 | 0 | #DIV/0!
Land | NGN | [30 empty] | 0
Solar panels | NGN |  |  | 25 | [27 empty] | 0 | 0 | #DIV/0!
Racking and mounting | NGN |  |  | 25 | [27 empty] | 0 | 0 | #DIV/0!
Inverters | NGN |  |  | 13 | 13 | [5 empty] | Replacement cost 13: 0 | 0 | 0 | #DIV/0!
Charge controllers | NGN |  |  | 13 | 13 | [5 empty] | Replacement cost 13: 0 | 0 | 0 | #DIV/0!
Batteries | NGN |  |  | 13 | 13 | [5 empty] | Replacement cost 13: 0 | 0 | 0 | #DIV/0!
Balance of system | NGN |  |  | 25 | [27 empty] | 0 | 0 | #DIV/0!
Civil works | NGN |  |  | 25 | [27 empty] | 0 | 0 | #DIV/0!
Powerhouse | NGN |  |  | 25 | [27 empty] | 0 | 0 | #DIV/0!
Logistics, transport, warehousing | NGN |  |  | 25 | [27 empty] | 0 | 0 | #DIV/0!
Custom duties | NGN |  |  | 25 | [27 empty] | 0 | 0 | #DIV/0!
VAT | NGN |  |  | 25 | [27 empty] | 0 | 0 | #DIV/0!
Installation and inspection | NGN |  |  | 25 | [27 empty] | 0 | 0 | #DIV/0!
Distribution assets | NGN |  |  | 25 | [27 empty] | 0 | 0 | #DIV/0!
Transformers | NGN |  |  | 25 | [27 empty] | 0 | 0 | #DIV/0!
Metering and termination/service drop | NGN |  |  | 25 | [27 empty] | 0 | 0 | #DIV/0!
| NGN |  |  | 25 | [27 empty] | 0 | 0 | #DIV/0!
| NGN |  |  | 25 | [27 empty] | 0 | 0 | #DIV/0!
Generator set for back-up | [31 empty] | 0
Genset | NGN |  |  | 15 | 15 | [5 empty] | Replacement cost 15: 0 | 0 | 0 | #DIV/0!
0
1.2.2 Wind | [31 empty] | 0
Development costs | NGN |  |  | 25 | [27 empty] | 0 | 0 | #DIV/0!
Land | NGN | [30 empty] | 0
Turbines and all its elements | NGN |  |  | 25 | [27 empty] | 0 | 0 | #DIV/0!
Balance of system | NGN |  |  | 25 | [27 empty] | 0 | 0 | #DIV/0!
Civil works and foundations | NGN |  |  | 25 | [27 empty] | 0 | 0 | #DIV/0!
Powerhouse | NGN |  |  | 25 | [27 empty] | 0 | 0 | #DIV/0!
Logistics, transport, warehousing | NGN |  |  | 25 | [27 empty] | 0 | 0 | #DIV/0!
Custom duties | NGN |  |  | 25 | [27 empty] | 0 | 0 | #DIV/0!
VAT | NGN |  |  | 25 | [27 empty] | 0 | 0 | #DIV/0!
Installation and inspection | NGN |  |  | 25 | [27 empty] | 0 | 0 | #DIV/0!
Distribution assets capital costs | NGN |  |  | 25 | [27 empty] | 0 | 0 | #DIV/0!
Transformers | NGN |  |  | 25 | [27 empty] | 0 | 0 | #DIV/0!
Metering and termination | NGN |  |  | 25 | [27 empty] | 0 | 0 | #DIV/0!
| NGN |  |  | 25 | [27 empty] | 0 | 0 | #DIV/0!
| NGN |  |  | 25 | [27 empty] | 0 | 0 | #DIV/0!
1.2.3 Hydro | [31 empty] | 0
Development costs | NGN |  |  | 25 | [27 empty] | 0 | 0 | #DIV/0!
Land | NGN | [30 empty] | 0
Reservoirs/Dams/Waterways Costs/Forebay | NGN |  |  | 25 | [27 empty] | 0 | 0 | #DIV/0!
Intake, Penstock and Surge Chamber, draft tube, tail race | NGN |  |  | 25 | [27 empty] | 0 | 0 | #DIV/0!
Water Wheels, Turbines and Generators | NGN |  |  | 25 | [27 empty] | 0 | 0 | #DIV/0!
Balance of system | NGN |  |  | 25 | [27 empty] | 0 | 0 | #DIV/0!
Civil works and foundations | NGN |  |  | 25 | [27 empty] | 0 | 0 | #DIV/0!
Powerhouse | NGN |  |  | 25 | [27 empty] | 0 | 0 | #DIV/0!
Logistics, transport, warehousing | NGN |  |  | 25 | [27 empty] | 0 | 0 | #DIV/0!
Custom duties | NGN |  |  | 25 | [27 empty] | 0 | 0 | #DIV/0!
VAT | NGN |  |  | 25 | [27 empty] | 0 | 0 | #DIV/0!
Installation and inspection | NGN |  |  | 25 | [27 empty] | 0 | 0 | #DIV/0!
Distribution assets capital costs | NGN |  |  | 25 | [27 empty] | 0 | 0 | #DIV/0!
Transformers | NGN |  |  | 25 | [27 empty] | 0 | 0 | #DIV/0!
Metering and termination | NGN |  |  | 25 | [27 empty] | 0 | 0 | #DIV/0!
| NGN |  |  | 25 | [27 empty] | 0 | 0 | #DIV/0!
| NGN |  |  | 25 | [27 empty] | 0 | 0 | #DIV/0!
1.2.4 Biomass | [31 empty] | 0
Development costs | NGN |  |  | 25 | [27 empty] | 0 | 0 | #DIV/0!
Land | NGN | [30 empty] | 0
Fuel storage and handling equipment, | NGN |  |  | 25 | [27 empty] | 0 | 0 | #DIV/0!
Combustor/furnace/Boiler/gasfier | NGN |  |  | 25 | [27 empty] | 0 | 0 | #DIV/0!
Steam turbine/Generator/Condenser/Cooling tower | NGN |  |  | 25 | [27 empty] | 0 | 0 | #DIV/0!
Balance of system | NGN |  |  | 25 | [27 empty] | 0 | 0 | #DIV/0!
Civil works and foundations | NGN |  |  | 25 | [27 empty] | 0 | 0 | #DIV/0!
Powerhouse | NGN |  |  | 25 | [27 empty] | 0 | 0 | #DIV/0!
Logistics, transport, warehousing | NGN |  |  | 25 | [27 empty] | 0 | 0 | #DIV/0!
Custom duties | NGN |  |  | 25 | [27 empty] | 0 | 0 | #DIV/0!
VAT | NGN |  |  | 25 | [27 empty] | 0 | 0 | #DIV/0!
Installation and inspection | NGN |  |  | 25 | [27 empty] | 0 | 0 | #DIV/0!
Distribution assets | NGN |  |  | 25 | [27 empty] | 0 | 0 | #DIV/0!
Transformers | NGN |  |  | 25 | [27 empty] | 0 | 0 | #DIV/0!
Metering and termination | NGN |  |  | 25 | [27 empty] | 0 | 0 | #DIV/0!
| NGN |  |  | 25 | [27 empty] | 0 | 0 | #DIV/0!
| NGN |  |  | 25 | [27 empty] | 0 | 0 | #DIV/0!
1.2.5 Floating Biogas | [31 empty] | 0
Development costs | NGN |  |  | 25 | [27 empty] | 0 | 0 | #DIV/0!
Land | NGN | [30 empty] | 0
Inlet/inletpipe/Outlet/outlet pipe/partition walls/pipe support | NGN |  |  | 25 | [27 empty] | 0 | 0 | #DIV/0!
Mixing tank/Digester tank/mixer/Gas holder/valve/outlet for biogas/Effluent outlet tank | NGN |  |  | 25 | [27 empty] | 0 | 0 | #DIV/0!
Generator and auxillaries | NGN |  |  | 25 | [27 empty] | 0 | 0 | #DIV/0!
Balance of system | NGN |  |  | 25 | [27 empty] | 0 | 0 | #DIV/0!
Civil works and foundations | NGN |  |  | 25 | [27 empty] | 0 | 0 | #DIV/0!
Powerhouse | NGN |  |  | 25 | [27 empty] | 0 | 0 | #DIV/0!
Logistics, transport, warehousing | NGN |  |  | 25 | [27 empty] | 0 | 0 | #DIV/0!
Custom duties | NGN |  |  | 25 | [27 empty] | 0 | 0 | #DIV/0!
VAT | NGN |  |  | 25 | [27 empty] | 0 | 0 | #DIV/0!
Installation and inspection | NGN |  |  | 25 | [27 empty] | 0 | 0 | #DIV/0!
Distribution assets | NGN |  |  | 25 | [27 empty] | 0 | 0 | #DIV/0!
Transformers | NGN |  |  | 25 | [27 empty] | 0 | 0 | #DIV/0!
Metering and termination | NGN |  |  | 25 | [27 empty] | 0 | 0 | #DIV/0!
| NGN |  |  | 25 | [27 empty] | 0 | 0 | #DIV/0!
| NGN |  |  | 25 | [27 empty] | 0 | 0 | #DIV/0!
1.2.6 General or "shared" assets used in the electricity business | [31 empty] | 0
Vehicles, motor cycles | NGN |  |  | 5 | 5 | 10 | 15 | 20 |  |  | Replacement cost 5: 0; Replacement cost 10: 0; Replacement cost 15: 0; Replacement cost 20: 0 | 0 | 0 | #DIV/0!
Office equipment and furniture | NGN |  |  | 10 | 10 | 20 |  |  |  |  | Replacement cost 10: 0; Replacement cost 20: 0 | 0 | 0 | #DIV/0!
Finance and admin IT (computers and software) | NGN |  |  | 5 | 5 | 10 | 15 | 20 |  |  | Replacement cost 5: 0; Replacement cost 10: 0; Replacement cost 15: 0; Replacement cost 20: 0 | 0 | 0 | #DIV/0!
Building and fixtures | NGN |  |  | 25 | [27 empty] | 0 | 0 | #DIV/0!
| NGN |  |  | 25 | [27 empty] | 0 | 0 | #DIV/0!
| NGN |  |  | 25 | [27 empty] | 0 | 0 | #DIV/0!
1.2.7 Interest during construction (IDC) | [31 empty] | 0
Interest during construction | NGN | 0 |  | 25 | [27 empty] | 0 | 0 | #DIV/0!
0
Total Capital Costs | NGN | 0 | [8 empty] | 0 | 0 | 0 | 0 | 0 | 0 | 0 | 0 | 0 | 0 | 0 | 0 | 0 | 0 | 0 | 0 | 0 | 0 | 0 | 0 | 0 | 0 | 0 | #DIV/0!
Capital grant received and customer contributions | NGN | 0 |  | 25 | [27 empty] | 0 | 0 | #DIV/0!
Net Capital Costs | NGN | 0 | [8 empty] | 0 | 0 | 0 | 0 | 0 | 0 | 0 | 0 | 0 | 0 | 0 | 0 | 0 | 0 | 0 | 0 | 0 | 0 | 0 | 0 | 0 | 0 | 0 | #DIV/0!
1.3 Working capital
| Units | Input value
Number of days of working capital allowed | Days | 0
1.4 Operating and Maintenance (O&M) costs
| Units | Input value
Variable operations and maintenance costs | NGN
Fixed operations and maintenance costs | NGN
Central operations costs | NGN
Regulatory costs (see below kWh purchased) | NGN
Power purchase costs | NGN
Wheeling charges (DuOS) | NGN
NGN
Total O&M Costs | NGN | 0
Proportion of O&M that escalates annually | %
Power purchased from 3rd parties
| Year | 1 | 2 | 3 | 4 | 5
Power purchased from 3rd parties for resale | kWh
Bulk power purchase tariff | NGN/kWh
1.5 Subsidies/Grants/Contributions Received
| Units | Input Yr1 | Input Yr2 | Input Yr3 | Input Yr4 | Input Yr5 | Total
Grant/subsidy for capex (e.g., connection subsidy, etc) | NGN | [5 empty] | 0
Customer Payments for Connection | NGN | [5 empty] | 0
Subsidy to reduce O&M costs | NGN | [5 empty] | 0
1.6 Non-tariff revenues |  |  | Currently not used in the calculations tab as amounts are likely to be insignificant. But normally should be deducted from Revenue Requirement
| Units | Input value
Disconnection penalties and re-connection fees | NGN
Other non-tariff revenues (please specify) | NGN
1.7 Financing information
1.7.1 Summary of Sources of Funding for Total Installed Capital Cost |  |  |  |  | Alternative presentation | bar: Replacement cost 5
| Units | Input value | % |  |  |  | debt | Equity | Grants | Total | Replacement cost 5: % of capex
Debt | NGN | 0 |  |  | Generation | NGN |  |  |  | 0 | bar: Replacement cost 5
Equity | NGN | 0 | #DIV/0! |  | Distribution | NGN |  |  |  | 0 | bar: Replacement cost 5
Grants/subsidies for capex and customer payments for connection | NGN | FALSE | #DIV/0! |  | Metering & terminantion | NGN |  |  |  | 0 | bar: Replacement cost 5
Total funding for expenditure | NGN | 0 | #DIV/0! |  | Total | NGN | 0 | 0 | 0 | 0 | bar: Replacement cost 5
Amount of total funds or expenditure in foreign currency | NGN | 0
1.7.2 Debt Finance Terms
| Units | Input value
Debt tenure | Years
Lender's fee (% of borrowing) | %
Interest rate (Annual Percentage Rate) | %
1.7.3 Weighted Average Cost of Capital (WACC) in Nominal terms
| Units | Pre-tax | Post-tax |  | Alternative presentation
Cost of debt | % | 0% | 0% |  |  | Input |  |  |  | Weighted Cost
Cost of equity | % |  | 0% |  |  | Amounts | % funding | Pre-tax | Tax rate | After Tax
Proportion of debt funding | % | 0% | 0% |  | Debt | 0 | 0% | 0% | 0% | 0%
Proportion of equity funding | % | #DIV/0! | #DIV/0! |  | Equity | #DIV/0! | #DIV/0! | 0% | 0% | #DIV/0!
Nominal WACC | % | #DIV/0! | #DIV/0! |  | WACC Nominal | #DIV/0! | #DIV/0! |  |  | #DIV/0!
1.7.4 Construction Financing (Interest During Construction)
| Units | Input value
Construction Period-Hydro | Months | 18
Cost of debt (Annual) | % | 0%
Interest During Construction (IDC) | NGN | 0
Avoided cost to the customer per month
1.8 Customer categories, consumption and cost causality
placeholder - user to populate | # of customers-for the installed capacity | Demand in kWh |  | % Consumption | % Cost allocated | Tariff Factor
|  | Monthly ACPC | Annual |  |  |  | NGN
placeholder1 (Lifeline) |  |  | 0 | #DIV/0! |  | #DIV/0!
placeholder2 (Households) |  |  | 0 | #DIV/0! |  | #DIV/0!
placeholder3 (Business basic shops for lighting) |  |  | 0 | #DIV/0! |  | #DIV/0!
placeholder4 (Business with appliances like fridges, freezers, etc) |  |  | 0 | #DIV/0! |  | #DIV/0!
placeholder5 (Anchor-Mines/Timber Mills/Procesors, Bank, etc) |  |  | 0 | #DIV/0! |  | #DIV/0!
placeholder6 (Institutions – schools, health centres, admin centres, etc) |  |  | 0 | #DIV/0! |  | #DIV/0!
placeholder7 (Street lighting) |  |  | 0 | #DIV/0! |  | #DIV/0!
Total | 0 | 0 | 0 | #DIV/0! | Error | #DIV/0! | #DIV/0!
Year-on-year | Year | 1 | 2 | 3 | 4 | 5
Total customers connected | # of customers
Total annual consumption/demand | kWh
Excess capacity check - compare demand against installed capacity (Net Energy output) | kWh
1.9 Economic data
| Units | Input value
Corporate taxation rate | %
Inflation rate for escalating O&M annual costs | %
Local currency depreciation rate annually | % |  | Used in Capex replacement escalation, but offset against expected declining replacements purchase costs
FX Rate actual/current FX Rate at time of tariff application | NGN |  | used in kWh tariff adjustment
FX Rate expected at end of tariff control period | NGN | 0 | used in kWh tariff adjustment
Fuel cost adjustment | %
1.10 Forex Volatility Adjustment(To be added as a separate line to tariff) |  |  |  | Alternative presentation
| Unit | Input |  | Yr1 | Yr2 | Yr3 | Yr4 | Yr5
Foreign currency loan or expenditure balance | USD | #DIV/0! |  | #DIV/0! | #DIV/0! | #DIV/0! | #DIV/0! | #DIV/0!
FX Rate expected at end of tariff control period | NGN | 0 |  | 0 | 0 | 0 | 0 | 0
FX Rate actual/current FX Rate at time of tariff application | NGN | 0 |  | 0 | 0 | 0 | 0 | 0
FX Rate Difference | NGN | 0 |  | 0 | 0 | 0 | 0 | 0
Total FX Adjustment | NGN | #DIV/0! |  | #DIV/0! | #DIV/0! | #DIV/0! | #DIV/0! | #DIV/0!
kWh projected sales for tariff control period | kWh | 0 |  | 0 | 0 | 0 | 0 | 0
FX Adjustment per kWh | NGN/kWh | 0 | Positive (+) means you increase tariff and (Negative (-) means you reduce tariff |  | 0 | 0 | 0 | 0
1.11 Benchmarks
|  | Lowest | Median | Average | Highest | Source | Data year
| Units | Input value | Input value | Input value | Input value
Avoided costs to the customer | NGN
Mini grid Average subsidy/cost per connection |  | 350 | 500 | 733 |  | AMDA | 2018
National utility connection cost per customer |  | 800 |  | 4000 | 26000 | AMDA | 2019
Avoided costs to the utility (cost of connection for the utility providing services)= network expense can drive the cost of producing and delivering a kilowatt hour of electricity to more than USD 1 (SE4ALL - 2020 pg 126) | NGN
Capex per kW |  | 4000 |  | 6200 | 11000 | AMDA | 2019
Capex per kW |  | 1420 | 4849 | 6193 | 22689 | ESMAP | 2019
Capex per kW - Generation
Capex per kW - Distribution
Capex per kW - Metering & termination
Capacity utilization rate (%) = total energy sales (in kWh) / (installed solar array (in kW) x hours in year (8760 hours) x 20% capacity factor) |  | 20% |  |  | 65% | AMDA | 2019
Capex as a percent of the cost of electricity for well-run off-grid solar hybrid combining PV, battery storage and a backup diesel generator. |  | 60% |  |  | 65% | ESMAP | 2019
Opex per kW
Opex as a % of capex
Average Revenue Per User (ARPU)-monthly |  | 2.96 |  |  | 4.83
Average Consumption Per Customer (ACPC)-kWh monthly | kWh | 2.5 | 3.5 | 6.1 | 30 | AMDA | 2019
Opex per customer per month |  | 2.4 |  |  | 6 | AMDA | 2019
Opex per customer per month |  | 0.66667 |  | 6.6667 | 21.9167 | ESMAP | 2018
Tariffs | NGN
LCOE for solar hybrid mini-grids operating in isolated areas and serving productive-use (commercial and industrial) customers |  | 0.49 |  |  | 0.68 | SE4ALL | 2020
LCOE for diesel generators for same scenario |  | 0.89 |  |  | 1.28 | SE4ALL | 2020
LCOE for solar hybrid mini-grids using a 22% load factor |  | 0.55 | 0.66 |  | 0.85 | ESMAP | 2019
Total losses (kWh generated - kWh sold)/kWh generated) %
Commercial Losses (/theft)
Percentage of the community connected (% electrification rate within the communities the mini grid serves) |  |  |  | 50% |  | AMDA | 2019
Full time positions for every kW of installed generation capacity. |  | 0.14 |  |  | 0.16 | AMDA | 2019
Staff costs on average account for 76% of operations costs | [5 empty] | ESMAP and the Rocky Mountain | 2019
Operating costs as a percent of the total lifetime cost of a typical mini-grid |  | 35% |  |  | 40% | ESMAP and the Rocky Mountain | 2019
The components with the largest share of overall CAPEX were batteries (15 percent), distribution grids (14 percent), PV modules (11 percent), inverters (5–9 percent), powerhouses (7 percent), and meters (4 percent)
Typically, variable opex accounts for nearly 50% of a project’s opex, but this can vary based on a project’s operation hours and on fluctuations in diesel prices. Developers operating PV + storage projects without diesel enjoy lower opex and avoid potential fuel theft.
CAPEX pricing | [5 empty] | AMDA
Average Revenue Per User (ARPU) | NGN
Note on C13: Note: RESERVE MARGIN is (capacity minus demand)/demand, where "capacity" is the expected maximum available supply and "demand" is expected peak demand. For example, a reserve margin of 15% means that the mini grid system has excess capacity in the amount of 15% of expected peak demand.
Note on A24: Note: includes 1) permits 2) environmental impact assessment 3) land lease 4) company foundation and establishment 5) contract and legal 6) site survey/resource assessment 7) technical design 8) hiring site agents 8) technical assistance 9) demand assessment 10) client development 11) community and government approval 12) travel and accommodation 13) acquisition of capital including due diligence
Note on A31: Note: 1) cabling/wiring/conductors 2) conduits 3) combiner boxes 4) protection devices 5) disconnects 6) monitoring and control devices 7) safety and security equipment
Note on A34: Note: 1) costs associated with transporting equipment 2) storage costs and 3) logistics during planning
Note on A35: Note: Includes 1) any VAT and duties paid on mini grid assets that are not reimbursed or exempt from taxes by government in terms of the applicable VAT and duty exemption laws
Note on A36: Note: Includes 1) any VAT and duties paid on mini grid assets that are not reimbursed or exempt from taxes by government in terms of the applicable VAT and duty exemption laws
Note on A37: Note: assembly and installation
Note on A38: Note: includes 1) the cost and installation of assets and equipment related to delivering electricity to the end-user 2) wiring 3) poles insulators 4) safety equipment 5) poles
Note on A40: Note: 1) overhead accessories for dropline to the home 2) meters 3) other costs for customer connection, including internal wiring and basic power kit of light & socket
Note on A47: Note: includes 1) permits 2) environmental impact assessment 3) land lease 4) company foundation and establishment 5) contract and legal 6) site survey/resource assessment 7) technical design 8) hiring site agents 8) technical assistance 9) demand assessment 10) client development 11) community and government approval 12) travel and accommodation 13) acquisition of capital including due diligence
Note on A49: Note: Rotor, Nacelle, Tower
Note on A50: Note: 1) crane pads/hard standings 2) road upgrades and construction/site access and staging 3) cabling to substation and grid, 4) SCADA 5) engineering and management, 6) electrical infrastructure
Note on A53: Note: 1) costs associated with transporting equipment 2) storage costs and 3) logistics during planning
Note on A54: Note: Includes 1) any VAT and duties paid on mini grid assets that are not reimbursed or exempt from taxes by government in terms of the applicable VAT and duty exemption laws
Note on A55: Note: Includes 1) any VAT and duties paid on mini grid assets that are not reimbursed or exempt from taxes by government in terms of the applicable VAT and duty exemption laws
Note on A56: Note: assembly and installation
Note on A57: Note: includes 1) the cost and installation of assets and equipment related to delivering electricity to the end-user 2) wiring 3) poles insulators 4) safety equipment
Note on A59: Note: 1) overhead accessories for dropline to the home 2) meters 3) other costs for customer connection, including internal wiring and basic power kit of light & socket
Note on A63: Note: includes 1) permits 2) environmental impact assessment 3) land lease 4) company foundation and establishment 5) contract and legal 6) site survey/resource assessment 7) technical design 8) hiring site agents 8) technical assistance 9) demand assessment 10) client development 11) community and government approval 12) travel and accommodation 13) acquisition of capital including due diligence
Note on A68: Note: Cabling/wiring/conductors, conduits, combiner boxes, protection devices, disconnects, grounding conductors, monitoring and control devices, communication equipment, safety and security equipment
Note on A71: Note: 1) costs associated with transporting equipment 2) storage costs and 3) logistics during planning
Note on A72: Note: Includes 1) any VAT and duties paid on mini grid assets that are not reimbursed or exempt from taxes by government in terms of the applicable VAT and duty exemption laws
Note on A73: Note: Includes 1) any VAT and duties paid on mini grid assets that are not reimbursed or exempt from taxes by government in terms of the applicable VAT and duty exemption laws
Note on A74: Note: assembly and installation
Note on A75: Note: includes 1) the cost and installation of assets and equipment related to delivering electricity to the end-user 2) wiring 3) poles insulators 4) safety equipment
Note on A77: Note: 1) overhead accessories for dropline to the home 2) meters 3) other costs for customer connection, including internal wiring and basic power kit of light & socket
Note on A81: Note: includes 1) permits 2) environmental impact assessment 3) land lease 4) company foundation and establishment 5) contract and legal 6) site survey/resource assessment 7) technical design 8) hiring site agents 8) technical assistance 9) demand assessment 10) client development 11) community and government approval 12) travel and accommodation 13) acquisition of capital including due diligence
Note on A86: Note: 1) pumps 2) fans 3: exhaust/emissions controls 4) systems controls 5) cranes, stackers, reclaimers, front-end loaders, belts, augers, and pneumatic transport
Note on A89: Note: 1) costs associated with transporting equipment 2) storage costs and 3) logistics during planning
Note on A90: Note: Includes 1) any VAT and duties paid on mini grid assets that are not reimbursed or exempt from taxes by government in terms of the applicable VAT and duty exemption laws
Note on A91: Note: Includes 1) any VAT and duties paid on mini grid assets that are not reimbursed or exempt from taxes by government in terms of the applicable VAT and duty exemption laws
Note on A92: Note: assembly and installation
Note on A93: Note: includes 1) the cost and installation of assets and equipment related to delivering electricity to the end-user 2) wiring 3) poles insulators 4) safety equipment
Note on A95: Note: 1) overhead accessories for dropline to the home 2) meters 3) other costs for customer connection, including internal wiring and basic power kit of light & socket
Note on A99: Note: includes 1) permits 2) environmental impact assessment 3) land lease 4) company foundation and establishment 5) contract and legal 6) site survey/resource assessment 7) technical design 8) hiring site agents 8) technical assistance 9) demand assessment 10) client development 11) community and government approval 12) travel and accommodation 13) acquisition of capital including due diligence
Note on A107: Note: 1) costs associated with transporting equipment 2) storage costs and 3) logistics during planning
Note on A108: Note: Includes 1) any VAT and duties paid on mini grid assets that are not reimbursed or exempt from taxes by government in terms of the applicable VAT and duty exemption laws
Note on A109: Note: Includes 1) any VAT and duties paid on mini grid assets that are not reimbursed or exempt from taxes by government in terms of the applicable VAT and duty exemption laws
Note on A110: Note: assembly and installation
Note on A111: Note: includes 1) the cost and installation of assets and equipment related to delivering electricity to the end-user 2) wiring 3) poles insulators 4) safety equipment
Note on A113: Note: 1) overhead accessories for dropline to the home 2) meters 3) other costs for customer connection, including internal wiring and basic power kit of light & socket
Note on A131: Note: The money needed to finance the time gap between payments to suppliers and receipt of payments from customers: In this model we use the following which we have modified from the Zambia WC formula: WC = 1/12(Operating and Maintenance Cost Allowance+Power Purchase Cost allowance)
Note on A136: Note: Operational costs of minigrids consist of expenses incurred on a recurring basis such as staff salaries, repairs and routine maintenance of equipment, fuel for a diesel generator, payment collection and security
Note on A138: Note: the costs of the day-to-day operations and technical maintenance of the minigrid, fuel costs, lubrication oil, transportation and logistics, replacement of components, customer acquisition, variable taxes, customer service and community meetings associated with community engagement
Note on A139: Note: costs including billing and payment collection expenses, customer relationship management, mobile money infrastructure and data, software platform costs, metering, and land leasing, security/guards, local power plant operations, travel and transaction costs, taxes and fees, insurance, cleaning staff
Note on A140: Note: expenditures including legal, senior management and central staff labour costs, training expenses and non-site-specific travel expenses
Note on H194: Note: Under the avoided-cost tariff approach, mini-grid operators design tariffs that translate into monthly bills. The bills are equal to or less than what consumers would otherwise have paid for other energy sources, such as kerosene. (Source:https://www.usaid.gov/energy/mini-grids/regulation/tariffs#:~:text=Under%20the%20avoided%2Dcost%20tariff,energy%20sources%2C%20such%20as%20kerosene.)
Note on C197: Note: ACPC = Average Consumption Per Customer Per Month
Note on A235: Note: If a strategic, long term view on rural electrification was taken, the enormous cost savings minigrids offer per connection could be reallocated to subsidize the consumer price of power for up to a decade at almost any kWh price and still save donors, African governments, and their taxpaying citizens hundreds of millions of dollars compared to grid extension costs
Note on C235: Note: This is the Connection Subsidy that was in place in Nigeria before it was increased
Note on D235: Note: This is the new connection subsidy to be given in Nigeria
Note on E235: Note: Average cost per connection as per referenced AMDA study
Note on C237: Note: Cost of grid extension per household (USD) in Kenya(2014) $1047, Rwanda (2011)=$840, Mozambique(2017)=$690
Note on A243: Note: There is a positive correlation between utilization rates and ARPUs. Higher daytime utilization of the solar mini-grid benefits the mini-grid operator as providing power directly from PV panels represents zero marginal costs.
Note on G252: Note: STATE OF THE GLOBAL MINI-GRIDS MARKET REPORT 2020
Note on G253: Note: STATE OF THE GLOBAL MINI-GRIDS MARKET REPORT 2020
Note on E257: Note: In contrast, national utility service rates in rural areas, electrification rates remain very low, averaging 5% for rural households and 22% for rural businesses (University of California, Berkeley study)

## Calculations
2. Calculations
|  | Year | 1 | 2 | 3 | 4 | 5 | 6 | 7 | 8 | 9 | 10 | 11 | 12 | 13 | 14 | 15 | 16 | 17 | 18 | 19 | 20 | 21 | 22 | 23 | 24 | 25
2.1 Net Energy Output/Sold:
| Units |  | 1: Input
Net Energy Output, First Year | kWh |  | 1: 0
Plant degradation (kWh equivalent) | kWh |  |  | 0 | 0 | 0 | 0 | 0 | 0 | 0 | 0 | 0 | 0 | 0 | 0 | 0 | 0 | 0 | 0 | 0 | 0 | 0 | 0 | 0 | 0 | 0 | 0
Net Energy Output Tariffed | kWh |  | 0 | 0 | 0 | 0 | 0 | 0 | 0 | 0 | 0 | 0 | 0 | 0 | 0 | 0 | 0 | 0 | 0 | 0 | 0 | 0 | 0 | 0 | 0 | 0 | 0
Cumulative Net Energy Output Tariffed | kWh |  | 0 | 0 | 0 | 0 | 0 | 0 | 0 | 0 | 0 | 0 | 0 | 0 | 0 | 0 | 0 | 0 | 0 | 0 | 0 | 0 | 0 | 0 | 0 | 0 | 0
Sale of power purchased from 3rd parties | kWh |  | 0 | 0 | 0 | 0 | 0 | 0 | 0 | 0 | 0 | 0 | 0 | 0 | 0 | 0 | 0 | 0 | 0 | 0 | 0 | 0 | 0 | 0 | 0 | 0 | 0
Total energy delivered/sold | kWh |  | 0 | 0 | 0 | 0 | 0 | 0 | 0 | 0 | 0 | 0 | 0 | 0 | 0 | 0 | 0 | 0 | 0 | 0 | 0 | 0 | 0 | 0 | 0 | 0 | 0
2.2 Depreciation
| Units | Input
Straightline | per annum | Yes | 0 | 0 | 0 | 0 | 0 | 0 | 0 | 0 | 0 | 0 | 0 | 0 | 0 | 0 | 0 | 0 | 0 | 0 | 0 | 0 | 0 | 0 | 0 | 0 | 0 | 0
Units of output | per annum | No | [25 empty] | 0
Annuity | per annum | No | [25 empty] | 0
Annual Depreciation |  |  | 0 | 0 | 0 | 0 | 0 | 0 | 0 | 0 | 0 | 0 | 0 | 0 | 0 | 0 | 0 | 0 | 0 | 0 | 0 | 0 | 0 | 0 | 0 | 0 | 0
2.3 Revenue Requirement = O&M + Depreciation + (Rate Base x WACC) + Tax Allowance | bar: 1 to 2
O&M Expenditure |  |  | 0 | 0 | 0 | 0 | 0 | 0 | 0 | 0 | 0 | 0 | 0 | 0 | 0 | 0 | 0 | 0 | 0 | 0 | 0 | 0 | 0 | 0 | 0 | 0 | 0
Income (Recurrent) Subsidy |  |  | 1: 0; 2: 0; 3: 0; 4: 0; 5: 0
Regulated Asset Base (RAB) Capex |  |  | 0 |  |  |  | 0 | 0 | 0 | 0 | 0 | 0 | 0 | 0 | 0 | 0 | 0 | 0 | 0 | 0 | 0 | 0 | 0 | 0 | 0 | 0 | 0
Capital Subsidy |  |  | 1: 0; 2: 0; 3: 0; 4: 0; 5: 0
Customer Payments for Connection |  |  | 1: 0; 2: 0; 3: 0; 4: 0; 5: 0
Cumulative RAB Capex net of subsidy & customer payments for connection |  |  | 0 | 0 | 0 | 0 | 0 | 0 | 0 | 0 | 0 | 0 | 0 | 0 | 0 | 0 | 0 | 0 | 0 | 0 | 0 | 0 | 0 | 0 | 0 | 0 | 0
Depreciation |  |  | 0 | 0 | 0 | 0 | 0 | 0 | 0 | 0 | 0 | 0 | 0 | 0 | 0 | 0 | 0 | 0 | 0 | 0 | 0 | 0 | 0 | 0 | 0 | 0 | 0
Accumulated Depreciation |  |  | 0 | 0 | 0 | 0 | 0 | 0 | 0 | 0 | 0 | 0 | 0 | 0 | 0 | 0 | 0 | 0 | 0 | 0 | 0 | 0 | 0 | 0 | 0 | 0 | 0 | 0
Working Capital (WC) |  |  | 0 | 0 | 0 | 0 | 0 | 0 | 0 | 0 | 0 | 0 | 0 | 0 | 0 | 0 | 0 | 0 | 0 | 0 | 0 | 0 | 0 | 0 | 0 | 0 | 0
Total Regulated Asset Base (CAPEX + WC) |  |  | 0 | 0 | 0 | 0 | 0 | 0 | 0 | 0 | 0 | 0 | 0 | 0 | 0 | 0 | 0 | 0 | 0 | 0 | 0 | 0 | 0 | 0 | 0 | 0 | 0
WACC | % |  | #DIV/0! | #DIV/0! | #DIV/0! | #DIV/0! | #DIV/0! | #DIV/0! | #DIV/0! | #DIV/0! | #DIV/0! | #DIV/0! | #DIV/0! | #DIV/0! | #DIV/0! | #DIV/0! | #DIV/0! | #DIV/0! | #DIV/0! | #DIV/0! | #DIV/0! | #DIV/0! | #DIV/0! | #DIV/0! | #DIV/0! | #DIV/0! | #DIV/0!
Total Return on RAB |  |  | #DIV/0! | #DIV/0! | #DIV/0! | #DIV/0! | #DIV/0! | #DIV/0! | #DIV/0! | #DIV/0! | #DIV/0! | #DIV/0! | #DIV/0! | #DIV/0! | #DIV/0! | #DIV/0! | #DIV/0! | #DIV/0! | #DIV/0! | #DIV/0! | #DIV/0! | #DIV/0! | #DIV/0! | #DIV/0! | #DIV/0! | #DIV/0! | #DIV/0!
Debt Interest |  |  | 0 | 0 | 0 | 0 | 0 | 0 | 0 | 0 | 0 | 0 | 0 | 0 | 0 | 0 | 0 | 0 | 0 | 0 | 0 | 0 | 0 | 0 | 0 | 0 | 0
Equity Return |  |  | #DIV/0! | #DIV/0! | #DIV/0! | #DIV/0! | #DIV/0! | #DIV/0! | #DIV/0! | #DIV/0! | #DIV/0! | #DIV/0! | #DIV/0! | #DIV/0! | #DIV/0! | #DIV/0! | #DIV/0! | #DIV/0! | #DIV/0! | #DIV/0! | #DIV/0! | #DIV/0! | #DIV/0! | #DIV/0! | #DIV/0! | #DIV/0! | #DIV/0!
Tax Allowance |  |  | #DIV/0! | #DIV/0! | #DIV/0! | #DIV/0! | #DIV/0! | #DIV/0! | #DIV/0! | #DIV/0! | #DIV/0! | #DIV/0! | #DIV/0! | #DIV/0! | #DIV/0! | #DIV/0! | #DIV/0! | #DIV/0! | #DIV/0! | #DIV/0! | #DIV/0! | #DIV/0! | #DIV/0! | #DIV/0! | #DIV/0! | #DIV/0! | #DIV/0!
Revenue Requirement |  |  | #DIV/0! | #DIV/0! | #DIV/0! | #DIV/0! | #DIV/0! | #DIV/0! | #DIV/0! | #DIV/0! | #DIV/0! | #DIV/0! | #DIV/0! | #DIV/0! | #DIV/0! | #DIV/0! | #DIV/0! | #DIV/0! | #DIV/0! | #DIV/0! | #DIV/0! | #DIV/0! | #DIV/0! | #DIV/0! | #DIV/0! | #DIV/0! | #DIV/0!
Actual revenues achieved
Average kWh tariff | NGN/kWh |  | #DIV/0! | #DIV/0! | #DIV/0! | #DIV/0! | #DIV/0! | #DIV/0! | #DIV/0! | #DIV/0! | #DIV/0! | #DIV/0! | #DIV/0! | #DIV/0! | #DIV/0! | #DIV/0! | #DIV/0! | #DIV/0! | #DIV/0! | #DIV/0! | #DIV/0! | #DIV/0! | #DIV/0! | #DIV/0! | #DIV/0! | #DIV/0! | #DIV/0!
| USD/kWh |  | 1: #DIV/0!
|  | Year | 1 | 2 | 3 | 4 | 5 | 6 | 7 | 8 | 9 | 10 | 11 | 12 | 13 | 14 | 15 | 16 | 17 | 18 | 19 | 20 | 21 | 22 | 23 | 24 | 25
2.4 True up (IFRS 14 — Regulatory Deferral Accounts Balances)
Under-recovery balances |  |  |  | #DIV/0! | #DIV/0! | #DIV/0! | #DIV/0! | #DIV/0! | #DIV/0! | #DIV/0! | #DIV/0! | #DIV/0! | #DIV/0! | #DIV/0! | #DIV/0! | #DIV/0! | #DIV/0! | #DIV/0! | #DIV/0! | #DIV/0! | #DIV/0! | #DIV/0! | #DIV/0! | #DIV/0! | #DIV/0! | #DIV/0! | #DIV/0!
Over-recoveries |  |  |  | #DIV/0! | #DIV/0! | #DIV/0! | #DIV/0! | #DIV/0! | #DIV/0! | #DIV/0! | #DIV/0! | #DIV/0! | #DIV/0! | #DIV/0! | #DIV/0! | #DIV/0! | #DIV/0! | #DIV/0! | #DIV/0! | #DIV/0! | #DIV/0! | #DIV/0! | #DIV/0! | #DIV/0! | #DIV/0! | #DIV/0! | #DIV/0!
Cumulative net deferred account balances |  |  | 0 | #DIV/0! | #DIV/0! | #DIV/0! | #DIV/0! | #DIV/0! | #DIV/0! | #DIV/0! | #DIV/0! | #DIV/0! | #DIV/0! | #DIV/0! | #DIV/0! | #DIV/0! | #DIV/0! | #DIV/0! | #DIV/0! | #DIV/0! | #DIV/0! | #DIV/0! | #DIV/0! | #DIV/0! | #DIV/0! | #DIV/0! | #DIV/0!
|  | Year | 1 | 2 | 3 | 4 | 5 | 6 | 7 | 8 | 9 | 10 | 11 | 12 | 13 | 14 | 15 | 16 | 17 | 18 | 19 | 20 | 21 | 22 | 23 | 24 | 25
2.5 Mini grid valuation | Note: Mini-grid assets financed by grants are excluded from the assets.
Undepreciated Capital Cost Balance |  |  | 0 | 0 | 0 | 0 | 0 | 0 | 0 | 0 | 0 | 0 | 0 | 0 | 0 | 0 | 0 | 0 | 0 | 0 | 0 | 0 | 0 | 0 | 0 | 0 | 0
IFRS 14-Regulatory Deferral Accounts Balance |  |  | 0 | #DIV/0! | #DIV/0! | #DIV/0! | #DIV/0! | #DIV/0! | #DIV/0! | #DIV/0! | #DIV/0! | #DIV/0! | #DIV/0! | #DIV/0! | #DIV/0! | #DIV/0! | #DIV/0! | #DIV/0! | #DIV/0! | #DIV/0! | #DIV/0! | #DIV/0! | #DIV/0! | #DIV/0! | #DIV/0! | #DIV/0! | #DIV/0!
Total Valuation of Gx, Dx, Rx | NGN |  | 0 | #DIV/0! | #DIV/0! | #DIV/0! | #DIV/0! | #DIV/0! | #DIV/0! | #DIV/0! | #DIV/0! | #DIV/0! | #DIV/0! | #DIV/0! | #DIV/0! | #DIV/0! | #DIV/0! | #DIV/0! | #DIV/0! | #DIV/0! | #DIV/0! | #DIV/0! | #DIV/0! | #DIV/0! | #DIV/0! | #DIV/0! | #DIV/0!
% Gx of total valuation |  |  | #DIV/0! | #DIV/0! | #DIV/0! | #DIV/0! | #DIV/0! | #DIV/0! | #DIV/0! | #DIV/0! | #DIV/0! | #DIV/0! | #DIV/0! | #DIV/0! | #DIV/0! | #DIV/0! | #DIV/0! | #DIV/0! | #DIV/0! | #DIV/0! | #DIV/0! | #DIV/0! | #DIV/0! | #DIV/0! | #DIV/0! | #DIV/0! | #DIV/0!
% Dx of total valuation |  |  | #DIV/0! | #DIV/0! | #DIV/0! | #DIV/0! | #DIV/0! | #DIV/0! | #DIV/0! | #DIV/0! | #DIV/0! | #DIV/0! | #DIV/0! | #DIV/0! | #DIV/0! | #DIV/0! | #DIV/0! | #DIV/0! | #DIV/0! | #DIV/0! | #DIV/0! | #DIV/0! | #DIV/0! | #DIV/0! | #DIV/0! | #DIV/0! | #DIV/0!
% Rx of total valuation |  |  | #DIV/0! | #DIV/0! | #DIV/0! | #DIV/0! | #DIV/0! | #DIV/0! | #DIV/0! | #DIV/0! | #DIV/0! | #DIV/0! | #DIV/0! | #DIV/0! | #DIV/0! | #DIV/0! | #DIV/0! | #DIV/0! | #DIV/0! | #DIV/0! | #DIV/0! | #DIV/0! | #DIV/0! | #DIV/0! | #DIV/0! | #DIV/0! | #DIV/0!
2.6 Tariffs Calculations
|  | Year | 1 | 2 | 3 | 4 | 5 | 6 | 7 | 8 | 9 | 10 | 11 | 12 | 13 | 14 | 15 | 16 | 17 | 18 | 19 | 20 | 21 | 22 | 23 | 24 | 25
LCOE Calculations
Investment + O&M + Fuel |  |  | 0 | 0 | 0 | 0 | 0 | 0 | 0 | 0 | 0 | 0 | 0 | 0 | 0 | 0 | 0 | 0 | 0 | 0 | 0 | 0 | 0 | 0 | 0 | 0 | 0
PVIF |  |  | #DIV/0! | #DIV/0! | #DIV/0! | #DIV/0! | #DIV/0! | #DIV/0! | #DIV/0! | #DIV/0! | #DIV/0! | #DIV/0! | #DIV/0! | #DIV/0! | #DIV/0! | #DIV/0! | #DIV/0! | #DIV/0! | #DIV/0! | #DIV/0! | #DIV/0! | #DIV/0! | #DIV/0! | #DIV/0! | #DIV/0! | #DIV/0! | #DIV/0!
Present Value of Inv + O&M + Fuel |  |  | #DIV/0! | #DIV/0! | #DIV/0! | #DIV/0! | #DIV/0! | #DIV/0! | #DIV/0! | #DIV/0! | #DIV/0! | #DIV/0! | #DIV/0! | #DIV/0! | #DIV/0! | #DIV/0! | #DIV/0! | #DIV/0! | #DIV/0! | #DIV/0! | #DIV/0! | #DIV/0! | #DIV/0! | #DIV/0! | #DIV/0! | #DIV/0! | #DIV/0!
Present Value of Total Energy Sold |  |  | #DIV/0! | #DIV/0! | #DIV/0! | #DIV/0! | #DIV/0! | #DIV/0! | #DIV/0! | #DIV/0! | #DIV/0! | #DIV/0! | #DIV/0! | #DIV/0! | #DIV/0! | #DIV/0! | #DIV/0! | #DIV/0! | #DIV/0! | #DIV/0! | #DIV/0! | #DIV/0! | #DIV/0! | #DIV/0! | #DIV/0! | #DIV/0! | #DIV/0!
Year One LCOE | NGN/kWh |  | 1: #DIV/0!
kWh/PAYG/Energy-based tariff | NGN/kWh |  | #DIV/0! | #DIV/0! | #DIV/0! | #DIV/0! | #DIV/0! | #DIV/0! | #DIV/0! | #DIV/0! | #DIV/0! | #DIV/0! | #DIV/0! | #DIV/0! | #DIV/0! | #DIV/0! | #DIV/0! | #DIV/0! | #DIV/0! | #DIV/0! | #DIV/0! | #DIV/0! | #DIV/0! | #DIV/0! | #DIV/0! | #DIV/0! | #DIV/0!
Flat rate tariff (Revenues/No. of Customers) | Currency/Customer/Month |  | #DIV/0! | #DIV/0! | #DIV/0! | #DIV/0! | #DIV/0! | #DIV/0! | #DIV/0! | #DIV/0! | #DIV/0! | #DIV/0! | #DIV/0! | #DIV/0! | #DIV/0! | #DIV/0! | #DIV/0! | #DIV/0! | #DIV/0! | #DIV/0! | #DIV/0! | #DIV/0! | #DIV/0! | #DIV/0! | #DIV/0! | #DIV/0! | #DIV/0!
Fixed charge+kWh charge tariff | Fixed | Currency/Customer/Month | #DIV/0! | #DIV/0! | #DIV/0! | #DIV/0! | #DIV/0! | #DIV/0! | #DIV/0! | #DIV/0! | #DIV/0! | #DIV/0! | #DIV/0! | #DIV/0! | #DIV/0! | #DIV/0! | #DIV/0! | #DIV/0! | #DIV/0! | #DIV/0! | #DIV/0! | #DIV/0! | #DIV/0! | #DIV/0! | #DIV/0! | #DIV/0! | #DIV/0!
| kWh charge | NGN/kWh | #DIV/0! | #DIV/0! | #DIV/0! | #DIV/0! | #DIV/0! | #DIV/0! | #DIV/0! | #DIV/0! | #DIV/0! | #DIV/0! | #DIV/0! | #DIV/0! | #DIV/0! | #DIV/0! | #DIV/0! | #DIV/0! | #DIV/0! | #DIV/0! | #DIV/0! | #DIV/0! | #DIV/0! | #DIV/0! | #DIV/0! | #DIV/0! | #DIV/0!
A base tariff is determined and all other tariffs are a % of that base tariff | bar: 1
placeholder1 (Lifeline) | NGN/kWh |  | #DIV/0! | #DIV/0! | #DIV/0! | #DIV/0! | #DIV/0! | #DIV/0! | #DIV/0! | #DIV/0! | #DIV/0! | #DIV/0! | #DIV/0! | #DIV/0! | #DIV/0! | #DIV/0! | #DIV/0! | #DIV/0! | #DIV/0! | #DIV/0! | #DIV/0! | #DIV/0! | #DIV/0! | #DIV/0! | #DIV/0! | #DIV/0! | #DIV/0!
placeholder2 (Households) | NGN/kWh |  | #DIV/0! | #DIV/0! | #DIV/0! | #DIV/0! | #DIV/0! | #DIV/0! | #DIV/0! | #DIV/0! | #DIV/0! | #DIV/0! | #DIV/0! | #DIV/0! | #DIV/0! | #DIV/0! | #DIV/0! | #DIV/0! | #DIV/0! | #DIV/0! | #DIV/0! | #DIV/0! | #DIV/0! | #DIV/0! | #DIV/0! | #DIV/0! | #DIV/0!
placeholder3 (Business basic shops for lighting) | NGN/kWh |  | #DIV/0! | #DIV/0! | #DIV/0! | #DIV/0! | #DIV/0! | #DIV/0! | #DIV/0! | #DIV/0! | #DIV/0! | #DIV/0! | #DIV/0! | #DIV/0! | #DIV/0! | #DIV/0! | #DIV/0! | #DIV/0! | #DIV/0! | #DIV/0! | #DIV/0! | #DIV/0! | #DIV/0! | #DIV/0! | #DIV/0! | #DIV/0! | #DIV/0!
placeholder4 (Business with appliances like fridges, freezers, etc) | NGN/kWh |  | #DIV/0! | #DIV/0! | #DIV/0! | #DIV/0! | #DIV/0! | #DIV/0! | #DIV/0! | #DIV/0! | #DIV/0! | #DIV/0! | #DIV/0! | #DIV/0! | #DIV/0! | #DIV/0! | #DIV/0! | #DIV/0! | #DIV/0! | #DIV/0! | #DIV/0! | #DIV/0! | #DIV/0! | #DIV/0! | #DIV/0! | #DIV/0! | #DIV/0!
placeholder5 (Anchor-Mines/Timber Mills/Procesors, Bank, etc) | NGN/kWh |  | #DIV/0! | #DIV/0! | #DIV/0! | #DIV/0! | #DIV/0! | #DIV/0! | #DIV/0! | #DIV/0! | #DIV/0! | #DIV/0! | #DIV/0! | #DIV/0! | #DIV/0! | #DIV/0! | #DIV/0! | #DIV/0! | #DIV/0! | #DIV/0! | #DIV/0! | #DIV/0! | #DIV/0! | #DIV/0! | #DIV/0! | #DIV/0! | #DIV/0!
placeholder6 (Institutions – schools, health centres, admin centres, etc) | NGN/kWh |  | #DIV/0! | #DIV/0! | #DIV/0! | #DIV/0! | #DIV/0! | #DIV/0! | #DIV/0! | #DIV/0! | #DIV/0! | #DIV/0! | #DIV/0! | #DIV/0! | #DIV/0! | #DIV/0! | #DIV/0! | #DIV/0! | #DIV/0! | #DIV/0! | #DIV/0! | #DIV/0! | #DIV/0! | #DIV/0! | #DIV/0! | #DIV/0! | #DIV/0!
placeholder7 (Street lighting) | NGN/kWh |  | #DIV/0! | #DIV/0! | #DIV/0! | #DIV/0! | #DIV/0! | #DIV/0! | #DIV/0! | #DIV/0! | #DIV/0! | #DIV/0! | #DIV/0! | #DIV/0! | #DIV/0! | #DIV/0! | #DIV/0! | #DIV/0! | #DIV/0! | #DIV/0! | #DIV/0! | #DIV/0! | #DIV/0! | #DIV/0! | #DIV/0! | #DIV/0! | #DIV/0!
A base tariff is determined and all other tariffs are a % of that base tariff | bar: 1
placeholder1 (Lifeline) | Fixed | Currency/Customer/Month | #DIV/0! | #DIV/0! | #DIV/0! | #DIV/0! | #DIV/0! | #DIV/0! | #DIV/0! | #DIV/0! | #DIV/0! | #DIV/0! | #DIV/0! | #DIV/0! | #DIV/0! | #DIV/0! | #DIV/0! | #DIV/0! | #DIV/0! | #DIV/0! | #DIV/0! | #DIV/0! | #DIV/0! | #DIV/0! | #DIV/0! | #DIV/0! | #DIV/0!
| kWh charge | NGN/kWh | #DIV/0! | #DIV/0! | #DIV/0! | #DIV/0! | #DIV/0! | #DIV/0! | #DIV/0! | #DIV/0! | #DIV/0! | #DIV/0! | #DIV/0! | #DIV/0! | #DIV/0! | #DIV/0! | #DIV/0! | #DIV/0! | #DIV/0! | #DIV/0! | #DIV/0! | #DIV/0! | #DIV/0! | #DIV/0! | #DIV/0! | #DIV/0! | #DIV/0!
placeholder2 (Households) | Fixed | Currency/Customer/Month | #DIV/0! | #DIV/0! | #DIV/0! | #DIV/0! | #DIV/0! | #DIV/0! | #DIV/0! | #DIV/0! | #DIV/0! | #DIV/0! | #DIV/0! | #DIV/0! | #DIV/0! | #DIV/0! | #DIV/0! | #DIV/0! | #DIV/0! | #DIV/0! | #DIV/0! | #DIV/0! | #DIV/0! | #DIV/0! | #DIV/0! | #DIV/0! | #DIV/0!
| kWh charge | NGN/kWh | #DIV/0! | #DIV/0! | #DIV/0! | #DIV/0! | #DIV/0! | #DIV/0! | #DIV/0! | #DIV/0! | #DIV/0! | #DIV/0! | #DIV/0! | #DIV/0! | #DIV/0! | #DIV/0! | #DIV/0! | #DIV/0! | #DIV/0! | #DIV/0! | #DIV/0! | #DIV/0! | #DIV/0! | #DIV/0! | #DIV/0! | #DIV/0! | #DIV/0!
placeholder3 (Business basic shops for lighting) | Fixed | Currency/Customer/Month | #DIV/0! | #DIV/0! | #DIV/0! | #DIV/0! | #DIV/0! | #DIV/0! | #DIV/0! | #DIV/0! | #DIV/0! | #DIV/0! | #DIV/0! | #DIV/0! | #DIV/0! | #DIV/0! | #DIV/0! | #DIV/0! | #DIV/0! | #DIV/0! | #DIV/0! | #DIV/0! | #DIV/0! | #DIV/0! | #DIV/0! | #DIV/0! | #DIV/0!
| kWh charge | NGN/kWh | #DIV/0! | #DIV/0! | #DIV/0! | #DIV/0! | #DIV/0! | #DIV/0! | #DIV/0! | #DIV/0! | #DIV/0! | #DIV/0! | #DIV/0! | #DIV/0! | #DIV/0! | #DIV/0! | #DIV/0! | #DIV/0! | #DIV/0! | #DIV/0! | #DIV/0! | #DIV/0! | #DIV/0! | #DIV/0! | #DIV/0! | #DIV/0! | #DIV/0!
placeholder4 (Business with appliances like fridges, freezers, etc) | Fixed | Currency/Customer/Month | #DIV/0! | #DIV/0! | #DIV/0! | #DIV/0! | #DIV/0! | #DIV/0! | #DIV/0! | #DIV/0! | #DIV/0! | #DIV/0! | #DIV/0! | #DIV/0! | #DIV/0! | #DIV/0! | #DIV/0! | #DIV/0! | #DIV/0! | #DIV/0! | #DIV/0! | #DIV/0! | #DIV/0! | #DIV/0! | #DIV/0! | #DIV/0! | #DIV/0!
| kWh charge | NGN/kWh | #DIV/0! | #DIV/0! | #DIV/0! | #DIV/0! | #DIV/0! | #DIV/0! | #DIV/0! | #DIV/0! | #DIV/0! | #DIV/0! | #DIV/0! | #DIV/0! | #DIV/0! | #DIV/0! | #DIV/0! | #DIV/0! | #DIV/0! | #DIV/0! | #DIV/0! | #DIV/0! | #DIV/0! | #DIV/0! | #DIV/0! | #DIV/0! | #DIV/0!
placeholder5 (Anchor-Mines/Timber Mills/Procesors, Bank, etc) | Fixed | Currency/Customer/Month | #DIV/0! | #DIV/0! | #DIV/0! | #DIV/0! | #DIV/0! | #DIV/0! | #DIV/0! | #DIV/0! | #DIV/0! | #DIV/0! | #DIV/0! | #DIV/0! | #DIV/0! | #DIV/0! | #DIV/0! | #DIV/0! | #DIV/0! | #DIV/0! | #DIV/0! | #DIV/0! | #DIV/0! | #DIV/0! | #DIV/0! | #DIV/0! | #DIV/0!
| kWh charge | NGN/kWh | #DIV/0! | #DIV/0! | #DIV/0! | #DIV/0! | #DIV/0! | #DIV/0! | #DIV/0! | #DIV/0! | #DIV/0! | #DIV/0! | #DIV/0! | #DIV/0! | #DIV/0! | #DIV/0! | #DIV/0! | #DIV/0! | #DIV/0! | #DIV/0! | #DIV/0! | #DIV/0! | #DIV/0! | #DIV/0! | #DIV/0! | #DIV/0! | #DIV/0!
placeholder6 (Institutions – schools, health centres, admin centres, etc) | Fixed | Currency/Customer/Month | #DIV/0! | #DIV/0! | #DIV/0! | #DIV/0! | #DIV/0! | #DIV/0! | #DIV/0! | #DIV/0! | #DIV/0! | #DIV/0! | #DIV/0! | #DIV/0! | #DIV/0! | #DIV/0! | #DIV/0! | #DIV/0! | #DIV/0! | #DIV/0! | #DIV/0! | #DIV/0! | #DIV/0! | #DIV/0! | #DIV/0! | #DIV/0! | #DIV/0!
| kWh charge | NGN/kWh | #DIV/0! | #DIV/0! | #DIV/0! | #DIV/0! | #DIV/0! | #DIV/0! | #DIV/0! | #DIV/0! | #DIV/0! | #DIV/0! | #DIV/0! | #DIV/0! | #DIV/0! | #DIV/0! | #DIV/0! | #DIV/0! | #DIV/0! | #DIV/0! | #DIV/0! | #DIV/0! | #DIV/0! | #DIV/0! | #DIV/0! | #DIV/0! | #DIV/0!
placeholder7 (Street lighting) | Fixed | Currency/Customer/Month | #DIV/0! | #DIV/0! | #DIV/0! | #DIV/0! | #DIV/0! | #DIV/0! | #DIV/0! | #DIV/0! | #DIV/0! | #DIV/0! | #DIV/0! | #DIV/0! | #DIV/0! | #DIV/0! | #DIV/0! | #DIV/0! | #DIV/0! | #DIV/0! | #DIV/0! | #DIV/0! | #DIV/0! | #DIV/0! | #DIV/0! | #DIV/0! | #DIV/0!
| kWh charge | NGN/kWh | #DIV/0! | #DIV/0! | #DIV/0! | #DIV/0! | #DIV/0! | #DIV/0! | #DIV/0! | #DIV/0! | #DIV/0! | #DIV/0! | #DIV/0! | #DIV/0! | #DIV/0! | #DIV/0! | #DIV/0! | #DIV/0! | #DIV/0! | #DIV/0! | #DIV/0! | #DIV/0! | #DIV/0! | #DIV/0! | #DIV/0! | #DIV/0! | #DIV/0!
LCOE with annual inflation indexation | NGN/kWh |  | #DIV/0! | #DIV/0! | #DIV/0! | #DIV/0! | #DIV/0! | #DIV/0! | #DIV/0! | #DIV/0! | #DIV/0! | #DIV/0! | #DIV/0! | #DIV/0! | #DIV/0! | #DIV/0! | #DIV/0! | #DIV/0! | #DIV/0! | #DIV/0! | #DIV/0! | #DIV/0! | #DIV/0! | #DIV/0! | #DIV/0! | #DIV/0! | #DIV/0!
Time of Use(ToU) tariff
Power/Load-based tariff
Other-please specify
2.7 Financial Performance
|  | Year | 1 | 2 | 3 | 4 | 5 | 6 | 7 | 8 | 9 | 10 | 11 | 12 | 13 | 14 | 15 | 16 | 17 | 18 | 19 | 20 | 21 | 22 | 23 | 24 | 25
2.7.1 Statement of Profit or Loss & other Comprehensive Income
Allowed revenues |  |  | #DIV/0! | #DIV/0! | #DIV/0! | #DIV/0! | #DIV/0! | #DIV/0! | #DIV/0! | #DIV/0! | #DIV/0! | #DIV/0! | #DIV/0! | #DIV/0! | #DIV/0! | #DIV/0! | #DIV/0! | #DIV/0! | #DIV/0! | #DIV/0! | #DIV/0! | #DIV/0! | #DIV/0! | #DIV/0! | #DIV/0! | #DIV/0! | #DIV/0!
Other Income (Subsidy) |  |  | 0 | 0 | 0 | 0 | 0 | 0 | 0 | 0 | 0 | 0 | 0 | 0 | 0 | 0 | 0 | 0 | 0 | 0 | 0 | 0 | 0 | 0 | 0 | 0 | 0
O&M Expenses |  |  | 0 | 0 | 0 | 0 | 0 | 0 | 0 | 0 | 0 | 0 | 0 | 0 | 0 | 0 | 0 | 0 | 0 | 0 | 0 | 0 | 0 | 0 | 0 | 0 | 0
Earnings before Int, Tax. Depr, & Amm (EBITDA) |  |  | #DIV/0! | #DIV/0! | #DIV/0! | #DIV/0! | #DIV/0! | #DIV/0! | #DIV/0! | #DIV/0! | #DIV/0! | #DIV/0! | #DIV/0! | #DIV/0! | #DIV/0! | #DIV/0! | #DIV/0! | #DIV/0! | #DIV/0! | #DIV/0! | #DIV/0! | #DIV/0! | #DIV/0! | #DIV/0! | #DIV/0! | #DIV/0! | #DIV/0!
Depreciation (Note: Can use Tax Wear and Tear Allowance) |  |  | 0 | 0 | 0 | 0 | 0 | 0 | 0 | 0 | 0 | 0 | 0 | 0 | 0 | 0 | 0 | 0 | 0 | 0 | 0 | 0 | 0 | 0 | 0 | 0 | 0
Earnings Before Interest and Taxes (EBIT) |  |  | #DIV/0! | #DIV/0! | #DIV/0! | #DIV/0! | #DIV/0! | #DIV/0! | #DIV/0! | #DIV/0! | #DIV/0! | #DIV/0! | #DIV/0! | #DIV/0! | #DIV/0! | #DIV/0! | #DIV/0! | #DIV/0! | #DIV/0! | #DIV/0! | #DIV/0! | #DIV/0! | #DIV/0! | #DIV/0! | #DIV/0! | #DIV/0! | #DIV/0!
Interest |  |  | 0 | 0 | 0 | 0 | 0 | 0 | 0 | 0 | 0 | 0 | 0 | 0 | 0 | 0 | 0 | 0 | 0 | 0 | 0 | 0 | 0 | 0 | 0 | 0 | 0
Taxable Income |  |  | #DIV/0! | #DIV/0! | #DIV/0! | #DIV/0! | #DIV/0! | #DIV/0! | #DIV/0! | #DIV/0! | #DIV/0! | #DIV/0! | #DIV/0! | #DIV/0! | #DIV/0! | #DIV/0! | #DIV/0! | #DIV/0! | #DIV/0! | #DIV/0! | #DIV/0! | #DIV/0! | #DIV/0! | #DIV/0! | #DIV/0! | #DIV/0! | #DIV/0!
Taxes, including taxes on Other Income |  |  | #DIV/0! | #DIV/0! | #DIV/0! | #DIV/0! | #DIV/0! | #DIV/0! | #DIV/0! | #DIV/0! | #DIV/0! | #DIV/0! | #DIV/0! | #DIV/0! | #DIV/0! | #DIV/0! | #DIV/0! | #DIV/0! | #DIV/0! | #DIV/0! | #DIV/0! | #DIV/0! | #DIV/0! | #DIV/0! | #DIV/0! | #DIV/0! | #DIV/0!
Net Income after taxes |  |  | #DIV/0! | #DIV/0! | #DIV/0! | #DIV/0! | #DIV/0! | #DIV/0! | #DIV/0! | #DIV/0! | #DIV/0! | #DIV/0! | #DIV/0! | #DIV/0! | #DIV/0! | #DIV/0! | #DIV/0! | #DIV/0! | #DIV/0! | #DIV/0! | #DIV/0! | #DIV/0! | #DIV/0! | #DIV/0! | #DIV/0! | #DIV/0! | #DIV/0!
2.7.2 Project Cash Flows
EBITDA |  |  | #DIV/0! | #DIV/0! | #DIV/0! | #DIV/0! | #DIV/0! | #DIV/0! | #DIV/0! | #DIV/0! | #DIV/0! | #DIV/0! | #DIV/0! | #DIV/0! | #DIV/0! | #DIV/0! | #DIV/0! | #DIV/0! | #DIV/0! | #DIV/0! | #DIV/0! | #DIV/0! | #DIV/0! | #DIV/0! | #DIV/0! | #DIV/0! | #DIV/0!
Taxes paid, including taxes on Other Income |  |  | #DIV/0! | #DIV/0! | #DIV/0! | #DIV/0! | #DIV/0! | #DIV/0! | #DIV/0! | #DIV/0! | #DIV/0! | #DIV/0! | #DIV/0! | #DIV/0! | #DIV/0! | #DIV/0! | #DIV/0! | #DIV/0! | #DIV/0! | #DIV/0! | #DIV/0! | #DIV/0! | #DIV/0! | #DIV/0! | #DIV/0! | #DIV/0! | #DIV/0!
Total Project Free Cash Flows |  | 0 | 0 | 0 | 0 | 0 | 0 | 0 | 0 | 0 | 0 | 0 | 0 | 0 | 0 | 0 | 0 | 0 | 0 | 0 | 0 | 0 | 0 | 0 | 0 | 0 | 0
Debt Service (Principal and Interest) |  |  | 0 | 0 | 0 | 0 | 0 | 0 | 0 | 0 | 0 | 0 | 0 | 0 | 0 | 0 | 0 | 0 | 0 | 0 | 0 | 0 | 0 | 0 | 0 | 0 | 0
Free Cash Flows to Equity |  | #DIV/0! | 0 | 0 | 0 | 0 | 0 | 0 | 0 | 0 | 0 | 0 | 0 | 0 | 0 | 0 | 0 | 0 | 0 | 0 | 0 | 0 | 0 | 0 | 0 | 0 | 0
2.7.3 Debt Ratios and Cashflows available for debt service
Debt Service Cover Ratio = EBITDA/Debt Service (Principal+Interest) |  |  | 0 | 0 | 0 | 0 | 0 | 0 | 0 | 0 | 0 | 0 | 0 | 0 | 0 | 0 | 0 | 0 | 0 | 0 | 0 | 0 | 0 | 0 | 0 | 0 | 0
Interest Cover Ratio = EBITDA/Interest payment |  |  | 0 | 0 | 0 | 0 | 0 | 0 | 0 | 0 | 0 | 0 | 0 | 0 | 0 | 0 | 0 | 0 | 0 | 0 | 0 | 0 | 0 | 0 | 0 | 0 | 0
CFADS = Receipts from Customers-Payments to suppliers and employees-Royalties-Capital expenditures-Taxes |  |  | 0 | 0 | 0 | 0 | 0 | 0 | 0 | 0 | 0 | 0 | 0 | 0 | 0 | 0 | 0 | 0 | 0 | 0 | 0 | 0 | 0 | 0 | 0 | 0 | 0
2.7.4 Project NPV and IRR
NPV | #DIV/0!
Project IRR | #DIV/0!
Equity IRR | #DIV/0!
2.7.5 Debt repayment schedule
Borrowing
Principal | 0
Loan origination costs | 0
Total Principal | 0
Debt Tenor (Years) | 0
Debt Interest Rate (%) p.a. | 0%
|  | Year | 1 | 2 | 3 | 4 | 5 | 6 | 7 | 8 | 9 | 10 | 11 | 12 | 13 | 14 | 15 | 16 | 17 | 18 | 19 | 20 | 21 | 22 | 23 | 24 | 25
Repayments
Total Repayment |  |  | 0 | 0 | 0 | 0 | 0 | 0 | 0 | 0 | 0 | 0 | 0 | 0 | 0 | 0 | 0 | 0 | 0 | 0 | 0 | 0 | 0 | 0 | 0 | 0 | 0
Interest |  |  | 0 | 0 | 0 | 0 | 0 | 0 | 0 | 0 | 0 | 0 | 0 | 0 | 0 | 0 | 0 | 0 | 0 | 0 | 0 | 0 | 0 | 0 | 0 | 0 | 0
Principal |  |  | 0 | 0 | 0 | 0 | 0 | 0 | 0 | 0 | 0 | 0 | 0 | 0 | 0 | 0 | 0 | 0 | 0 | 0 | 0 | 0 | 0 | 0 | 0 | 0 | 0
Balance |  | 0 | 0 | 0 | 0 | 0 | 0 | 0 | 0 | 0 | 0 | 0 | 0 | 0 | 0 | 0 | 0 | 0 | 0 | 0 | 0 | 0 | 0 | 0 | 0 | 0 | 0
2.8 Benchmarks
| Units | Value
Avoided costs to the customer | NGN | #DIV/0!
Average cost per connection | NGN | #DIV/0!
Avoided costs to the utility (cost of connection for the utility providing services) | NGN
Total capex per kW | NGN | #DIV/0!
Generation capex per kW | NGN | #DIV/0!
Distribution capex per kW | NGN | #DIV/0!
Metering & termination capex per kW | NGN | #DIV/0!
Opex per kW | NGN | #DIV/0!
Opex as a % of capex | % | #DIV/0!
Average Revenue Per User (ARPU)-monthly | NGN | #DIV/0!
Monthly average kWh consumption per customer per month (ACPC) | kWh | #DIV/0!
Note on A18: Note: ANNUITY METHOD The principle underlying this method is that in calculating depreciation regard should be held, not only to the cost of an asset but also to the interest which the capital locked in that asset would have earned had it been invested outside the business. So under this method, a fixed installment of depreciation is charged against revenue for each year of the life of the asset in such a way that at a given rate of interest the present value of the sum of all those installments equals to the cost of the asset. Stated otherwise, depreciation for each year is made to include an interest on unrecovered capital outlay but the interest which is credited annually to Profit and Loss Account, gradually diminishes. On the other hand, depreciation excluding interest i.e. net depreciation goes on increasing. It may also be noted that Annuity Method of depreciation recovers more than the original cost of the asset. The excess being interest on investment. Source: http://www.accioneduca.org/admin/archivos/clases/material/depreciation_1564412042.pdf
Note on A43: Note: A regulatory deferral account balance is an amount of expense or income that would not be recognised as an asset or liability, but that qualifies to be deferred in accordance with IFRS 14, because the amount is included, or is expected to be included, by a rate regulator in establishing the tariffs/prices that an entity can charge to customers for rate-regulated goods or services.
Note on AB50: Note: This balance is the cost of land and residual value. Land is not a depreciable asset.
Note on C112: Note: IAS/IFRS requires as follows: 1) A grant is recognised only when there is reasonable assurance that (a) the entity will comply with any conditions attached to the grant and (b) the grant will be received. [IAS 20.7]; 2) The grant is recognised as income over the period necessary to match them with the related costs, for which they are intended to compensate, on a systematic basis. [IAS 20.12]; 3) A grant receivable as compensation for costs already incurred or for immediate financial support, with no future related costs, should be recognised as income in the period in which it is receivable. [IAS 20.20] 4) A grant relating to income may be reported separately as 'other income' or deducted from the related expense. [IAS 20.29]

## Outputs
3. Outputs
| Year | 1 | 2 | 3 | 4 | 5 | 6 | 7 | 8 | 9 | 10 | 11 | 12 | 13 | 14 | 15 | 16 | 17 | 18 | 19 | 20 | 21 | 22 | 23 | 24 | 25
3.1(a) Tariffs Structure by customer category
| Units | 1: Value; 2: Value; 3: Value; 4: Value; 5: Value
kWh/PAYG/Energy-based tariff
placeholder1 (Lifeline) | Energy Charge | 1: #DIV/0!; 2: #DIV/0!; 3: #DIV/0!; 4: #DIV/0!; 5: #DIV/0!
placeholder2 (Households) | Energy Charge | 1: #DIV/0!; 2: #DIV/0!; 3: #DIV/0!; 4: #DIV/0!; 5: #DIV/0!
placeholder3 (Business basic shops for lighting) | Energy Charge | 1: #DIV/0!; 2: #DIV/0!; 3: #DIV/0!; 4: #DIV/0!; 5: #DIV/0!
placeholder4 (Business with appliances like fridges, freezers, etc) | Energy Charge | 1: #DIV/0!; 2: #DIV/0!; 3: #DIV/0!; 4: #DIV/0!; 5: #DIV/0!
placeholder5 (Anchor-Mines/Timber Mills/Procesors, Bank, etc) | Energy Charge | 1: #DIV/0!; 2: #DIV/0!; 3: #DIV/0!; 4: #DIV/0!; 5: #DIV/0!
placeholder6 (Institutions – schools, health centres, admin centres, etc) | Energy Charge | 1: #DIV/0!; 2: #DIV/0!; 3: #DIV/0!; 4: #DIV/0!; 5: #DIV/0!
placeholder7 (Street lighting) | Energy Charge | 1: #DIV/0!; 2: #DIV/0!; 3: #DIV/0!; 4: #DIV/0!; 5: #DIV/0!
3.1(b) Graph of the tariffs
| Year | 1 | 2 | 3 | 4 | 5 | 6 | 7 | 8 | 9 | 10 | 11 | 12 | 13 | 14 | 15 | 16 | 17 | 18 | 19 | 20 | 21 | 22 | 23 | 24 | 25
3.2(a) Financial indicators
Debt service and interest cover ratios and cashflow available |  | 1: Value; 2: Value; 3: Value; 4: Value; 5: Value
Debt Service Cover Ratio (DSCR) |  | 1: 0; 2: 0; 3: 0; 4: 0; 5: 0
Benchmark DSCR |  | 1: 1.25; 2: 1.25; 3: 1.25; 4: 1.25; 5: 1.25
Interest Cover Ratio |  | 1: 0; 2: 0; 3: 0; 4: 0; 5: 0
Benchmark Interest Cover Ratio |  | 1: 2; 2: 2; 3: 2; 4: 2; 5: 2
CFADS |  | 1: 0; 2: 0; 3: 0; 4: 0; 5: 0
Project NPV and IRR |  | 1: Value
Net Present Value (NPV) |  | 1: #DIV/0!
Project Internal Rate of Return (IRR) |  | 1: #DIV/0!
Equity IRR |  | 1: #DIV/0!
3.2(b) Financial indicators Graphs
| Year | 1 | 2 | 3 | 4 | 5 | 6 | 7 | 8 | 9 | 10 | 11 | 12 | 13 | 14 | 15 | 16 | 17 | 18 | 19 | 20 | 21 | 22 | 23 | 24 | 25
3.3(a) Mini grid Valuation | Note: Mini-grid assets financed by grants are excluded from the assets.
Generation Assets Valuation | NGN | 1: #DIV/0!; 2: #DIV/0!; 3: #DIV/0!; 4: #DIV/0!; 5: #DIV/0!
Distribution Assets Valuation | NGN | 1: #DIV/0!; 2: #DIV/0!; 3: #DIV/0!; 4: #DIV/0!; 5: #DIV/0!
Metering and termination Assets Valuation | NGN | 1: #DIV/0!; 2: #DIV/0!; 3: #DIV/0!; 4: #DIV/0!; 5: #DIV/0!
Total Valuation |  | 1: #DIV/0!; 2: #DIV/0!; 3: #DIV/0!; 4: #DIV/0!; 5: #DIV/0!
3.3(b) Mini grid Valuation Graph
3.4(a) Depreciation
|  | 1 | 2 | 3 | 4 | 5 | 6 | 7 | 8 | 9 | 10 | 11 | 12 | 13 | 14 | 15 | 16 | 17 | 18 | 19 | 20 | 21 | 22 | 23 | 24 | 25
Comparison of depreciation methods
Straightline | Yes | 0 | 0 | 0 | 0 | 0 | 0 | 0 | 0 | 0 | 0 | 0 | 0 | 0 | 0 | 0 | 0 | 0 | 0 | 0 | 0 | 0 | 0 | 0 | 0 | 0 | 0
Units of output | Yes | #DIV/0! | #DIV/0! | #DIV/0! | #DIV/0! | #DIV/0! | #DIV/0! | #DIV/0! | #DIV/0! | #DIV/0! | #DIV/0! | #DIV/0! | #DIV/0! | #DIV/0! | #DIV/0! | #DIV/0! | #DIV/0! | #DIV/0! | #DIV/0! | #DIV/0! | #DIV/0! | #DIV/0! | #DIV/0! | #DIV/0! | #DIV/0! | #DIV/0! | #DIV/0!
Annuity | Yes | #DIV/0! | #DIV/0! | #DIV/0! | #DIV/0! | #DIV/0! | #DIV/0! | #DIV/0! | #DIV/0! | #DIV/0! | #DIV/0! | #DIV/0! | #DIV/0! | #DIV/0! | #DIV/0! | #DIV/0! | #DIV/0! | #DIV/0! | #DIV/0! | #DIV/0! | #DIV/0! | #DIV/0! | #DIV/0! | #DIV/0! | #DIV/0! | #DIV/0! | #DIV/0!
3.4(b) Depreciation Comparison Graphs
3.5 Benchmarks comparisons
| Units | 1: Value
Avoided costs to the customer | currency/customer | 1: #DIV/0!
Average cost per connection | currency/customer | 1: #DIV/0!
Avoided costs to the utility (cost of connection for the utility providing services) | currency/customer | 1: 0
Total capex per kW | currency/kW | 1: #DIV/0!
Generation capex per kW | currency/kW | 1: #DIV/0!
Distribution capex per kW | currency/kW | 1: #DIV/0!
Metering & termination capex per kW | currency/kW | 1: #DIV/0!
Opex per kW | currency/kW | 1: #DIV/0!
Opex as a % of capex | % | 1: #DIV/0!
Opex as a % of the total lifetime cost of a typical mini-grid | % | 1: #DIV/0!
Average Consumption Per Customer (ACPC)-Monthly | kWh | 1: #DIV/0!
Average Revenue Per User (ARPU)-monthly | NGN | 1: #DIV/0!
Opex per customer per month | NGN | 1: #DIV/0!
LCOE for solar hybrid mini-grids operating in isolated areas and serving productive-use (commercial and industrial) customers | currency/kW | 1: #DIV/0!
LCOE for solar hybrid mini-grids using a 22% load factor | currency/kW | 1: #DIV/0!
Capacity utilization | % | 1: #DIV/0!
Capex as a percent of the cost of electricity for well-run off-grid solar hybrid combining PV, battery storage and a backup diesel generator. | % | 1: #DIV/0!
3.6 Sensitivity scenarios outputs
3.6.1 Inputs variations - Change that input value and then use "paste special values" |  | 7: Scenarios (Worst & Best Case Scenarios)
kWh/PAYG/Energy-based tariff |  | 7: 1. Capex costs higher or lower
2. Annual O&M higher or lower
3. WACC higher or lower - Change cost of debt and/or cost of equity
4. Economic useful life (license period) of the plant is longer or shorter
5. Average Consumption per customer (ACPC)/number of connection is higher or lower
3.6.2 Outputs variations - use "goal seek" and then "paste special values" | bar: 1 to 5
a) Start with target "tariff" to get required subsidy - use "goal seek" of the target tariff by changing the capex subsidy and then "paste special values"
b) IRR to get required tariff - use "goal seek" of desired IRR by changing WACC equity element and then "paste special values"
c) Start with a subsidy to get a tariff or number of connections - change the subsidy value and then "paste special values" from results above
kWh/PAYG/Energy-based tariff
3.6.3 Relating subsidies to connections to tariffs = use same approach as #3.6.2(c)
kWh/PAYG/Energy-based tariff
3.6.4 Price elasticity of demand – inputs and outputs
a) The output will be the required subsidy to achieve NPV neutrality, reduced tariff, i.e., what the price needs to fall to (covering opex) for extra demand up to available capacity (This means there is opportunity for grid optimisation where the there is some unutilized capacity).
b) Note in the Tanzania pilot, “at sites where demand is close to generating capacity, serving new connections may also require additional investment in generating capacity that reduces overall project returns”, and therefore this capacity constraint (grid optimisation consumption analysis) is calculated in the modelling
How CBEA set the subsidy per kWh:- It worked with each developer to determine the lowest average tariff they could charge customers for at least 20 years which ensures: (a) Projected revenues, including subsidy payments, are sufficient to cover operating costs, depreciation, and project return in the long term; (b) The subsidy payments over the 5 years of the prototype, and expected revenue increases from higher consumption, will cover any additional capex or expansion necessary. The mini grid can therefore run profitably after the subsidy expires at a tariff that only covers opex, thus preserving initial project net present value (NPV).
Customer categories | Baseline tariff | Baseline average consumption per user (ACPU) | Baseline average revenue per user (ARPU) | Developer average lowest acceptable tariff/kWh for >=20 years | % tariff reduction (paid by subsidy) | Reduced tariff on average | New ARPU at baseline ACPU | Monthly Saving by Customer on lower tariff | $ spent on more kWh per $ saved | Savings used to buy more kWh | kWh additional consumed monthly | New ACPU Monthly | times (x) ACPU over baseline | New ARPU | Total annual consumption before tariff reduction kWh | Total annual consumption after tariff reduction kWh | Current available supply capacity kWh | Capacity shortfall (-) /surplus (+) after tariff reduction kWh
#DIV/0!
placeholder1 (Lifeline) | #DIV/0! | 0 | #DIV/0! | #DIV/0! | #DIV/0! | #DIV/0! | #DIV/0! | #DIV/0! | 0.93 | #DIV/0! | #DIV/0! | #DIV/0! | #DIV/0! | #DIV/0! | 0 | #DIV/0!
placeholder2 (Households) | #DIV/0! | 0 | #DIV/0! | #DIV/0! | #DIV/0! | #DIV/0! | #DIV/0! | #DIV/0! | 0.93 | #DIV/0! | #DIV/0! | #DIV/0! | #DIV/0! | #DIV/0! | 0 | #DIV/0!
placeholder3 (Business basic shops for lighting) | #DIV/0! | 0 | #DIV/0! | #DIV/0! | #DIV/0! | #DIV/0! | #DIV/0! | #DIV/0! | 0.93 | #DIV/0! | #DIV/0! | #DIV/0! | #DIV/0! | #DIV/0! | 0 | #DIV/0!
placeholder4 (Business with appliances like fridges, freezers, etc) | #DIV/0! | 0 | #DIV/0! | #DIV/0! | #DIV/0! | #DIV/0! | #DIV/0! | #DIV/0! | 0.93 | #DIV/0! | #DIV/0! | #DIV/0! | #DIV/0! | #DIV/0! | 0 | #DIV/0!
placeholder5 (Anchor-Mines/Timber Mills/Procesors, Bank, etc) | #DIV/0! | 0 | #DIV/0! | #DIV/0! | #DIV/0! | #DIV/0! | #DIV/0! | #DIV/0! | 0.93 | #DIV/0! | #DIV/0! | #DIV/0! | #DIV/0! | #DIV/0! | 0 | #DIV/0!
placeholder6 (Institutions – schools, health centres, admin centres, etc) | #DIV/0! | 0 | #DIV/0! | #DIV/0! | #DIV/0! | #DIV/0! | #DIV/0! | #DIV/0! | 0.93 | #DIV/0! | #DIV/0! | #DIV/0! | #DIV/0! | #DIV/0! | 0 | #DIV/0!
placeholder7 (Street lighting) | #DIV/0! | 0 | #DIV/0! | #DIV/0! | #DIV/0! | #DIV/0! | #DIV/0! | #DIV/0! | 0.93 | #DIV/0! | #DIV/0! | #DIV/0! | #DIV/0! | #DIV/0! | 0 | #DIV/0!
Total or Average | #DIV/0! | 1: #DIV/0!; 2: #DIV/0!; 3: #DIV/0!; 4: #DIV/0!; 5: #DIV/0!; 8: 0.93; 10: #DIV/0!; 11: #DIV/0!; 12: #DIV/0!; 13: #DIV/0!; 14: 0; 15: #DIV/0!; 16: 0; 17: #DIV/0!
#DIV/0!
NPV neutrality (Subsidy required to protecting developer NPV)
| Units | 1: Value
Baseline NPV |  | 1: #DIV/0!
Required Subsidy to return NPV to Baseline | NGN | 1: #DIV/0!; 2: Total 5-year subsidy after which volumes increase offsets tariffs reduction
Additional Notes: (Source CBEA Headlines Report)
For every $1 they saved on price, customers spent $0.93 on increasing their energy consumption. Therefore, after one year, developers’ revenues had decreased by only 7% on average.
Customers increased their consumption by 1.5x to 3x baseline levels after two years.
The lowest consuming users increased their consumption by 5x, suggesting their low electricity use was due to budget constraints, not a lack of demand.
Therefore, sites with low consumption levels may be best suited for tariff reductions given the large potential gains.
This increase in consumption reduced the amount of lost revenue that subsidy needs to bridge.
Consumption will increase such that average revenue per user (ARPU), excluding subsidy payments, returns to baseline levels by year three.
Beyond year three, consumption will have increased to such a degree that revenues exceed baseline levels
The number of connections at treatment sites will be 10% greater after one year
The total subsidy available for each site was capped.
Customers’ tariffs will not need to be increased following the completion of the prototype
Price elasticity is not linear as shown in the following CBEA graph:
Note on A53: Note: A debt service coverage ratio of 1 or above indicates that a company is generating sufficient operating income to cover its annual debt and interest payments. As a general rule of thumb, an ideal ratio is 2 or higher. A ratio that high suggests that the company is capable of taking on more debt.
Note on A55: Note: As a rule of thumb, an ICR above 2 would be barely acceptable for companies with consistent revenues and cash flows. In some cases, analysts would like to see an ICR above 3. An ICR lower than 1 implies poor financial health, as it shows that the company cannot pay off its short-term interest obligations.
Note on A56: Note: After calculating CFADS, it can be graphed against interest and principal repayments to determine if there is sufficient cash flow available to pay this debt obligation.
Note on A114: Note: ANNUITY METHOD The principle underlying this method is that in calculating depreciation regard should be held, not only to the cost of an asset but also to the interest which the capital locked in that asset would have earned had it been invested outside the business. So under this method, a fixed installment of depreciation is charged against revenue for each year of the life of the asset in such a way that at a given rate of interest the present value of the sum of all those installments equals to the cost of the asset. Stated otherwise, depreciation for each year is made to include an interest on unrecovered capital outlay but the interest which is credited annually to Profit and Loss Account, gradually diminishes. On the other hand, depreciation excluding interest i.e. net depreciation goes on increasing. It may also be noted that Annuity Method of depreciation recovers more than the original cost of the asset. The excess being interest on investment. Source: http://www.accioneduca.org/admin/archivos/clases/material/depreciation_1564412042.pdf
Note on J223: Note: According to CBEA pilot, "for every $1 they saved on price, customers spent $0.93 on increasing their energy consumption.
Note on J224: Note: According to CBEA pilot, "for every $1 they saved on price, customers spent $0.93 on increasing their energy consumption.
Note on J225: Note: According to CBEA pilot, "for every $1 they saved on price, customers spent $0.93 on increasing their energy consumption.
Note on J226: Note: According to CBEA pilot, "for every $1 they saved on price, customers spent $0.93 on increasing their energy consumption.
Note on J227: Note: According to CBEA pilot, "for every $1 they saved on price, customers spent $0.93 on increasing their energy consumption.
Note on J228: Note: According to CBEA pilot, "for every $1 they saved on price, customers spent $0.93 on increasing their energy consumption.
Note on J229: Note: According to CBEA pilot, "for every $1 they saved on price, customers spent $0.93 on increasing their energy consumption.
Note on J230: Note: According to CBEA pilot, "for every $1 they saved on price, customers spent $0.93 on increasing their energy consumption.

## Portfolio tab
1.12 Inputs for Portfolio sites
Input values
1.1 Plant Capacity\Performance |  | Site 1 | Site 2 | Site 3 | Site 4 | Site 5 | Site 6 | Site 7 | Site 8 | Site 9 | Site 10 | Site 11 | Site 12 | Site 13 | Site 14 | Site 15 | Site 16 | Site 17 | Site 18 | Site 19 | Site 20 |  | Total
| Units | Input values Site 1: Input values
Design Installed (name plate) Capacity | kWp | [21 empty] | 0
Annual hours of energy | hrs | 8760 | 8760 | 8760 | 8760 | 8760 | 8760 | 8760 | 8760 | 8760 | 8760 | 8760 | 8760 | 8760 | 8760 | 8760 | 8760 | 8760 | 8760 | 8760 | 8760 |  | 8760
Capacity Factor | % | [21 empty] | #DIV/0!
Nominal Power generated | kWh | 0 | 0 | 0 | 0 | 0 | 0 | 0 | 0 | 0 | 0 | 0 | 0 | 0 | 0 | 0 | 0 | 0 | 0 | 0 | 0 |  | 0
Availability | % | 95% | 95% | 95% | 95% | 95% | 95% | 95% | 95% | 95% | 95% | 95% | 95% | 95% | 95% | 95% | 95% | 95% | 95% | 95% | 95% |  | 95%
Power available | kWh | 0 | 0 | 0 | 0 | 0 | 0 | 0 | 0 | 0 | 0 | 0 | 0 | 0 | 0 | 0 | 0 | 0 | 0 | 0 | 0 |  | 0
Technical (Grid) losses | % | [21 empty] | #DIV/0! | bar: Input values Site 1 to Input values Site 20
Power net of technical losses | kWh | 0 | 0 | 0 | 0 | 0 | 0 | 0 | 0 | 0 | 0 | 0 | 0 | 0 | 0 | 0 | 0 | 0 | 0 | 0 | 0 |  | #DIV/0!
Reserve margin | % | 15% | 15% | 15% | 15% | 15% | 15% | 15% | 15% | 15% | 15% | 15% | 15% | 15% | 15% | 15% | 15% | 15% | 15% | 15% | 15% |  | 15%
Net Energy output, Year 1 | kWh | 0 | 0 | 0 | 0 | 0 | 0 | 0 | 0 | 0 | 0 | 0 | 0 | 0 | 0 | 0 | 0 | 0 | 0 | 0 | 0 |  | #DIV/0!
Plant Annual Production Degradation Rate | % | 0.25% | 0.25% | 0.25% | 0.25% | 0.25% | 0.25% | 0.25% | 0.25% | 0.25% | 0.25% | 0.25% | 0.25% | 0.25% | 0.25% | 0.25% | 0.25% | 0.25% | 0.25% | 0.25% | 0.25% |  | 0.25%
Plant economic useful life (or License period) | Years | 25 | 25 | 25 | 25 | 25 | 25 | 25 | 25 | 25 | 25 | 25 | 25 | 25 | 25 | 25 | 25 | 25 | 25 | 25 | 25 |  | 25
1.2 Capital Costs and Useful lives
Input values
Plant, Property & Equipment Capital costs |  | Site 1 | Site 2 | Site 3 | Site 4 | Site 5 | Site 6 | Site 7 | Site 8 | Site 9 | Site 10 | Site 11 | Site 12 | Site 13 | Site 14 | Site 15 | Site 16 | Site 17 | Site 18 | Site 19 | Site 20 |  | Total
1.2.1 Solar
Development costs | NGN | [21 empty] | 0
Land | NGN | [21 empty] | 0
Solar panels | NGN | [21 empty] | 0
Racking and mounting | NGN | [21 empty] | 0
Inverters | NGN | [21 empty] | 0
Charge controllers | NGN | [21 empty] | 0
Batteries | NGN | [21 empty] | 0
Balance of system | NGN | [21 empty] | 0
Civil works | NGN | [21 empty] | 0
Powerhouse | NGN | [21 empty] | 0
Logistics, transport, warehousing | NGN | [21 empty] | 0
Custom duties | NGN | [21 empty] | 0
VAT | NGN | [21 empty] | 0
Installation and inspection | NGN | [21 empty] | 0
Distribution assets | NGN | [21 empty] | 0
Transformers | NGN | [21 empty] | 0
Metering and termination/service drop | NGN | [21 empty] | 0
0 | NGN | [21 empty] | 0
0 | NGN | [21 empty] | 0
Generator set for back-up
Genset | NGN | [21 empty] | 0
0 | NGN
1.2.2 Wind
Development costs | NGN | [21 empty] | 0
Land | NGN | [21 empty] | 0
Turbines and all its elements | NGN | [21 empty] | 0
Balance of system | NGN | [21 empty] | 0
Civil works and foundations | NGN | [21 empty] | 0
Powerhouse | NGN | [21 empty] | 0
Logistics, transport, warehousing | NGN | [21 empty] | 0
Custom duties | NGN | [21 empty] | 0
VAT | NGN | [21 empty] | 0
Installation and inspection | NGN | [21 empty] | 0
Distribution assets capital costs | NGN | [21 empty] | 0
Transformers | NGN | [21 empty] | 0
Metering and termination | NGN | [21 empty] | 0
0 | NGN | [21 empty] | 0
0 | NGN
1.2.3 Hydro
Development costs | NGN | [21 empty] | 0
Land | NGN | [21 empty] | 0
Reservoirs/Dams/Waterways Costs/Forebay | NGN | [21 empty] | 0
Intake, Penstock and Surge Chamber, draft tube, tail race | NGN | [21 empty] | 0
Water Wheels, Turbines and Generators | NGN | [21 empty] | 0
Balance of system | NGN | [21 empty] | 0
Civil works and foundations | NGN | [21 empty] | 0
Powerhouse | NGN | [21 empty] | 0
Logistics, transport, warehousing | NGN | [21 empty] | 0
Custom duties | NGN | [21 empty] | 0
VAT | NGN | [21 empty] | 0
Installation and inspection | NGN | [21 empty] | 0
Distribution assets capital costs | NGN | [21 empty] | 0
Transformers | NGN | [21 empty] | 0
Metering and termination | NGN | [21 empty] | 0
0 | NGN | [21 empty] | 0
0 | NGN | [21 empty] | 0
1.2.4 Biomass
Development costs | NGN | [21 empty] | 0
Land | NGN | [21 empty] | 0
Fuel storage and handling equipment, | NGN | [21 empty] | 0
Combustor/furnace/Boiler/gasfier | NGN | [21 empty] | 0
Steam turbine/Generator/Condenser/Cooling tower | NGN | [21 empty] | 0
Balance of system | NGN | [21 empty] | 0
Civil works and foundations | NGN | [21 empty] | 0
Powerhouse | NGN | [21 empty] | 0
Logistics, transport, warehousing | NGN | [21 empty] | 0
Custom duties | NGN | [21 empty] | 0
VAT | NGN | [21 empty] | 0
Installation and inspection | NGN | [21 empty] | 0
Distribution assets | NGN | [21 empty] | 0
Transformers | NGN | [21 empty] | 0
Metering and termination | NGN | [21 empty] | 0
0 | NGN | [21 empty] | 0
0 | NGN | [21 empty] | 0
1.2.5 Floating Biogas
Development costs | NGN | [21 empty] | 0
Land | NGN | [21 empty] | 0
Inlet/inletpipe/Outlet/outlet pipe/partition walls/pipe support | NGN | [21 empty] | 0
Mixing tank/Digester tank/mixer/Gas holder/valve/outlet for biogas/Effluent outlet tank | NGN | [21 empty] | 0
Generator and auxillaries | NGN | [21 empty] | 0
Balance of system | NGN | [21 empty] | 0
Civil works and foundations | NGN | [21 empty] | 0
Powerhouse | NGN | [21 empty] | 0
Logistics, transport, warehousing | NGN | [21 empty] | 0
Custom duties | NGN | [21 empty] | 0
VAT | NGN | [21 empty] | 0
Installation and inspection | NGN | [21 empty] | 0
Distribution assets capital costs | NGN | [21 empty] | 0
Transformers | NGN | [21 empty] | 0
Metering and termination | NGN | [21 empty] | 0
0
0
1.2.6 General or "shared" assets used in the electricity business
Vehicles, motor cycles | NGN | [21 empty] | 0
Office equipment and furniture | NGN | [21 empty] | 0
Finance and admin IT (computers and software) | NGN | [21 empty] | 0
Building and fixtures | NGN | [21 empty] | 0
0 | NGN | [21 empty] | 0
0 | NGN | [21 empty] | 0
1.4 Operating and Maintenance (O&M) costs
Units
Variable operations and maintenance costs | NGN | [21 empty] | 0
Fixed operations and maintenance costs | NGN | [21 empty] | 0
Central operations costs | NGN | [21 empty] | 0
Regulatory costs (see below kWh purchased) | NGN | [21 empty] | 0
Power purchase costs | NGN | [21 empty] | 0
Wheeling charges (DuOS) | NGN | [21 empty] | 0
0 | NGN | [21 empty] | 0
Total O&M Costs | NGN | 0 | 0 | 0 | 0 | 0 | 0 | 0 | 0 | 0 | 0 | 0 | 0 | 0 | 0 | 0 | 0 | 0 | 0 | 0 | 0 | 0 | 0
1.8 Customer categories, consumption and cost causality
placeholder - user to populate |  | # of customers | # of customers | # of customers | # of customers | # of customers | # of customers | # of customers | # of customers | # of customers | # of customers | # of customers | # of customers | # of customers | # of customers | # of customers | # of customers | # of customers | # of customers | # of customers | # of customers |  | Total
placeholder1 (Lifeline) | [22 empty] | 0
placeholder2 (Households) | [22 empty] | 0
placeholder3 (Business basic shops for lighting) | [22 empty] | 0
placeholder4 (Business with appliances like fridges, freezers, etc) | [22 empty] | 0
placeholder5 (Anchor-Mines/Timber Mills/Procesors, Bank, etc) | [22 empty] | 0
placeholder6 (Institutions – schools, health centres, admin centres, etc) | [22 empty] | 0
placeholder7 (Street lighting) | [22 empty] | 0
Total |  | 0 | 0 | 0 | 0 | 0 | 0 | 0 | 0 | 0 | 0 | 0 | 0 | 0 | 0 | 0 | 0 | 0 | 0 | 0 | 0 | 0 | 0
Consumption per customer
| Units | kWh per month | kWh per month | kWh per month | kWh per month | kWh per month | kWh per month | kWh per month | kWh per month | kWh per month | kWh per month | kWh per month | kWh per month | kWh per month | kWh per month | kWh per month | kWh per month | kWh per month | kWh per month | kWh per month | kWh per month |  | Total
placeholder1 (Lifeline) | kWh | [21 empty] | #DIV/0!
placeholder2 (Households) | kWh | [21 empty] | #DIV/0!
placeholder3 (Business basic shops for lighting) | kWh | [21 empty] | #DIV/0!
placeholder4 (Business with appliances like fridges, freezers, etc) | kWh | [21 empty] | #DIV/0!
placeholder5 (Anchor-Mines/Timber Mills/Procesors, Bank, etc) | kWh | [21 empty] | #DIV/0!
placeholder6 (Institutions – schools, health centres, admin centres, etc) | kWh | [21 empty] | #DIV/0!
#DIV/0!
|  | 0 | 0 | 0 | 0 | 0 | 0 | 0 | 0 | 0 | 0 | 0 | 0 | 0 | 0 | 0 | 0 | 0 | 0 | 0 | 0 | 0 | #DIV/0!
Customer avoided cost |  | Site 1 | Site 2 | Site 3 | Site 4 | Site 5 | Site 6 | Site 7 | Site 8 | Site 9 | Site 10 | Site 11 | Site 12 | Site 13 | Site 14 | Site 15 | Site 16 | Site 17 | Site 18 | Site 19 | Site 20 |  | Total
placeholder - user to populate | Units | Site 1: Input values
NGN
placeholder1 (Lifeline) | currency per customer per month | [21 empty] | #DIV/0!
placeholder2 (Households) | currency per customer per month | [21 empty] | #DIV/0!
placeholder3 (Business basic shops for lighting) | currency per customer per month | [21 empty] | #DIV/0!
placeholder4 (Business with appliances like fridges, freezers, etc) | currency per customer per month | [21 empty] | #DIV/0!
placeholder5 (Anchor-Mines/Timber Mills/Procesors, Bank, etc) | currency per customer per month | [21 empty] | #DIV/0!
placeholder6 (Institutions – schools, health centres, admin centres, etc) | currency per customer per month | [21 empty] | #DIV/0!
#DIV/0!
|  | #DIV/0! | #DIV/0! | #DIV/0! | #DIV/0! | #DIV/0! | #DIV/0! | #DIV/0! | #DIV/0! | #DIV/0! | #DIV/0! | #DIV/0! | #DIV/0! | #DIV/0! | #DIV/0! | #DIV/0! | #DIV/0! | #DIV/0! | #DIV/0! | #DIV/0! | #DIV/0! |  | #DIV/0!
Note on A23: Note: includes 1) permits 2) environmental impact assessment 3) land lease 4) company foundation and establishment 5) contract and legal 6) site survey/resource assessment 7) technical design 8) hiring site agents 8) technical assistance 9) demand assessment 10) client development 11) community and government approval 12) travel and accommodation 13) acquisition of capital including due diligence
Note on A30: Note: 1) cabling/wiring/conductors 2) conduits 3) combiner boxes 4) protection devices 5) disconnects 6) monitoring and control devices 7) safety and security equipment
Note on A33: Note: 1) costs associated with transporting equipment 2) storage costs and 3) logistics during planning
Note on A34: Note: Includes 1) any VAT and duties paid on mini grid assets that are not reimbursed or exempt from taxes by government in terms of the applicable VAT and duty exemption laws
Note on A35: Note: assembly and installation
Note on A36: Note: includes 1) the cost and installation of assets and equipment related to delivering electricity to the end-user 2)wiring 3) poles insulators 4) safety equipment
Note on A38: Note: 1) overhead accessories for dropline to the home 2) meters 3) other costs for customer connection, including internal wiring and basic power kit of light & socket
Note on A47: Note: includes 1) permits 2) environmental impact assessment 3) land lease 4) company foundation and establishment 5) contract and legal 6) site survey/resource assessment 7) technical design 8) hiring site agents 8) technical assistance 9) demand assessment 10) client development 11) community and government approval 12) travel and accommodation 13) acquisition of capital including due diligence
Note on A49: Note: Rotor, Nacelle, Tower
Note on A50: Note: 1) crane pads/hard standings 2) road upgrades and construction/site access and staging 3) cabling to substation and grid, 4) SCADA 5) engineering and management, 6) electrical infrastructure
Note on A53: Note: 1) costs associated with transporting equipment 2) storage costs and 3) logistics during planning
Note on A54: Note: Includes 1) any VAT and duties paid on mini grid assets that are not reimbursed or exempt from taxes by government in terms of the applicable VAT and duty exemption laws
Note on A55: Note: assembly and installation
Note on A56: Note: includes 1) the cost and installation of assets and equipment related to delivering electricity to the end-user 2) wiring 3) poles insulators 4) safety equipment
Note on A58: Note: 1) overhead accessories for dropline to the home 2) meters 3) other costs for customer connection, including internal wiring and basic power kit of light & socket
Note on A63: Note: includes 1) permits 2) environmental impact assessment 3) land lease 4) company foundation and establishment 5) contract and legal 6) site survey/resource assessment 7) technical design 8) hiring site agents 8) technical assistance 9) demand assessment 10) client development 11) community and government approval 12) travel and accommodation 13) acquisition of capital including due diligence
Note on A68: Note: Cabling/wiring/conductors, conduits, combiner boxes, protection devices, disconnects, grounding conductors, monitoring and control devices, communication equipment, safety and security equipment
Note on A71: Note: 1) costs associated with transporting equipment 2) storage costs and 3) logistics during planning
Note on A72: Note: Includes 1) any VAT and duties paid on mini grid assets that are not reimbursed or exempt from taxes by government in terms of the applicable VAT and duty exemption laws
Note on A73: Note: assembly and installation
Note on A74: Note: includes 1) the cost and installation of assets and equipment related to delivering electricity to the end-user 2) wiring 3) poles insulators 4) safety equipment
Note on A76: Note: 1) overhead accessories for dropline to the home 2) meters 3) other costs for customer connection, including internal wiring and basic power kit of light & socket
Note on A98: Note: includes 1) permits 2) environmental impact assessment 3) land lease 4) company foundation and establishment 5) contract and legal 6) site survey/resource assessment 7) technical design 8) hiring site agents 8) technical assistance 9) demand assessment 10) client development 11) community and government approval 12) travel and accommodation 13) acquisition of capital including due diligence
Note on A106: Note: 1) costs associated with transporting equipment 2) storage costs and 3) logistics during planning
Note on A107: Note: Includes 1) any VAT and duties paid on mini grid assets that are not reimbursed or exempt from taxes by government in terms of the applicable VAT and duty exemption laws
Note on A108: Note: Includes 1) any VAT and duties paid on mini grid assets that are not reimbursed or exempt from taxes by government in terms of the applicable VAT and duty exemption laws
Note on A109: Note: assembly and installation
Note on A110: Note: includes 1) the cost and installation of assets and equipment related to delivering electricity to the end-user 2) wiring 3) poles insulators 4) safety equipment
Note on A112: Note: 1) overhead accessories for dropline to the home 2) meters 3) other costs for customer connection, including internal wiring and basic power kit of light & socket
Note on A122: Note: Operational costs of minigrids consist of expenses incurred on a recurring basis such as staff salaries, repairs and routine maintenance of equipment, fuel for a diesel generator, payment collection and security
Note on A124: Note: the costs of the day-to-day operations and technical maintenance of the minigrid, fuel costs, lubrication oil, transportation and logistics, replacement of components, customer acquisition, variable taxes, customer service and community meetings associated with community engagement
Note on A125: Note: costs including billing and payment collection expenses, customer relationship management, mobile money infrastructure and data, software platform costs, metering, and land leasing, security/guards, local power plant operations, travel and transaction costs, taxes and fees, insurance, cleaning staff
Note on A126: Note: expenditures including legal, senior management and central staff labour costs, training expenses and non-site-specific travel expenses

## Grid arrival
4. Grid Arrival
4.1 Mini-Grid Performance Data
Linked to the "Inputs" and "Calculation" tabs
WACC (%) | #DIV/0!
Inflation (applicable to O&M) (%) | 0%
Foreign Exchange Rate Currently | 0
Year | 1 | 2 | 3 | 4 | 5 | 6 | 7 | 8 | 9 | 10 | 11 | 12 | 13 | 14 | 15 | 16 | 17 | 18 | 19 | 20 | 21 | 22 | 23 | 24 | 25
Generation assets (remaining value) | #DIV/0! | #DIV/0! | #DIV/0! | #DIV/0! | #DIV/0! | #DIV/0! | #DIV/0! | #DIV/0! | #DIV/0! | #DIV/0! | #DIV/0! | #DIV/0! | #DIV/0! | #DIV/0! | #DIV/0! | #DIV/0! | #DIV/0! | #DIV/0! | #DIV/0! | #DIV/0! | #DIV/0! | #DIV/0! | #DIV/0! | #DIV/0! | #DIV/0!
Distribution assets (remaining value) | #DIV/0! | #DIV/0! | #DIV/0! | #DIV/0! | #DIV/0! | #DIV/0! | #DIV/0! | #DIV/0! | #DIV/0! | #DIV/0! | #DIV/0! | #DIV/0! | #DIV/0! | #DIV/0! | #DIV/0! | #DIV/0! | #DIV/0! | #DIV/0! | #DIV/0! | #DIV/0! | #DIV/0! | #DIV/0! | #DIV/0! | #DIV/0! | #DIV/0!
Depreciation | #DIV/0! | #DIV/0! | #DIV/0! | #DIV/0! | #DIV/0! | #DIV/0! | #DIV/0! | #DIV/0! | #DIV/0! | #DIV/0! | #DIV/0! | #DIV/0! | #DIV/0! | #DIV/0! | #DIV/0! | #DIV/0! | #DIV/0! | #DIV/0! | #DIV/0! | #DIV/0! | #DIV/0! | #DIV/0! | #DIV/0! | #DIV/0! | #DIV/0!
Return on assets | #DIV/0! | #DIV/0! | #DIV/0! | #DIV/0! | #DIV/0! | #DIV/0! | #DIV/0! | #DIV/0! | #DIV/0! | #DIV/0! | #DIV/0! | #DIV/0! | #DIV/0! | #DIV/0! | #DIV/0! | #DIV/0! | #DIV/0! | #DIV/0! | #DIV/0! | #DIV/0! | #DIV/0! | #DIV/0! | #DIV/0! | #DIV/0! | #DIV/0!
O&M costs | #DIV/0! | #DIV/0! | #DIV/0! | #DIV/0! | #DIV/0! | #DIV/0! | #DIV/0! | #DIV/0! | #DIV/0! | #DIV/0! | 0 | 0 | 0 | 0 | 0 | 0 | 0 | 0 | 0 | 0 | 0 | 0 | 0 | 0 | 0
Other Revenues Allowed
Total revenue requirement | #DIV/0! | #DIV/0! | #DIV/0! | #DIV/0! | #DIV/0! | #DIV/0! | #DIV/0! | #DIV/0! | #DIV/0! | #DIV/0! | #DIV/0! | #DIV/0! | #DIV/0! | #DIV/0! | #DIV/0! | #DIV/0! | #DIV/0! | #DIV/0! | #DIV/0! | #DIV/0! | #DIV/0! | #DIV/0! | #DIV/0! | #DIV/0! | #DIV/0!
Annual electricity sales (in kWh) | 0 | 0 | 0 | 0 | 0 | 0 | 0 | 0 | 0 | 0 | 0 | 0 | 0 | 0 | 0 | 0 | 0 | 0 | 0 | 0 | 0 | 0 | 0 | 0 | 0
End-user tariff (per kWh) | #DIV/0! | #DIV/0! | #DIV/0! | #DIV/0! | #DIV/0! | #DIV/0! | #DIV/0! | #DIV/0! | #DIV/0! | #DIV/0! | #DIV/0! | #DIV/0! | #DIV/0! | #DIV/0! | #DIV/0! | #DIV/0! | #DIV/0! | #DIV/0! | #DIV/0! | #DIV/0! | #DIV/0! | #DIV/0! | #DIV/0! | #DIV/0! | #DIV/0!
4.2 Grid arrival inputs
To be filled when calculating grid arrival scenarios
Grid arrival takes place in year… | 8
End-user tariff after grid arrival (per kWh) | #DIV/0! | 200
Annual electricity production available for sale (kWh)
4.3 Calculation results
4.3.1 Option 1: compensation-based
Configuration upon grid arrival
| Small Power Producer |  | Small Power Distributor |  | SPP + SPD |  | Abandonment
Compensation equals to… | Book value of distribution assets + 12 months of revenue |  | Book value of generation assets + 12 months of revenue |  | 12 months of revenue |  | Book value of ALL assets + 12 months of revenue
Value of assets transferred | #DIV/0! |  | #DIV/0! |  | 0 |  | #DIV/0!
Business value (estimated as 12 months of revenue)* | #DIV/0! |  | #DIV/0! |  | #DIV/0! |  | #DIV/0!
Total compensation to be paid | #DIV/0! |  | #DIV/0! |  | #DIV/0! |  | #DIV/0!
* 12 months of revenue is considered to be good practice, and it's used in some regulations. Other amounts might be used if required.
4.3.2 Option 2: tariff-based
Configuration upon grid arrival
| Small Power Producer |  | Small Power Distributor |  | SPP + SPD* |  | Abandonment
Updated Revenue Requirement (RR) characteristics | Lower RR: lower OPEX, depreciation and return |  | Lower RR: lower OPEX, depreciation and return |  | Almost similar RR, except for Diesel expenses |  | not applicable
Updated revenue requirement (USD) | #DIV/0! |  | #DIV/0! |  | #DIV/0!
End-user sales (kWh) | not applicable |  | #DIV/0! |  | #DIV/0!
End-user tariff (USD/kWh) |  |  | #DIV/0! |  | #DIV/0!
Bulk purchases (kWh) |  |  | #DIV/0! |  | #DIV/0!
Bulk purchase tariff (USD/kWh) |  |  | #DIV/0! |  | 0.07
Feed in Tariff Sales (kWh) | 0 |  | not applicable |  | 0
Feed in Tariff (USD/kWh) | #DIV/0! |  |  |  | #DIV/0!
* Under this option, locally generated energy should first go to end-customers. An 80% factor is applied to account for potential losses. Bulk purchases are calculated to supplement whatever is needed.
Updated Revenue Requirement estimator | Small Power Producer |  | Small Power Distributor |  | SPP + SPD
Depreciation | #DIV/0! |  | #DIV/0! |  | #DIV/0!
Return on assets | #DIV/0! |  | #DIV/0! |  | #DIV/0!
Other allowed revenue | 0 |  | 0 |  | 0
Updated OPEX (% vs original OPEX)* | 40% |  | 70% |  | 90%
Updated OPEX | #DIV/0! |  | #DIV/0! |  | #DIV/0!
Total Updated Revenue Requirement | #DIV/0! |  | #DIV/0! |  | #DIV/0!
* to be negotiated with the mini-grid developer, based on actual O&M expenses and scenario chosen
Price elasticity estimator
Tariff before grid arrival | #DIV/0!
Tariff after grid arrival | #DIV/0!
Demand before grid arrival (kWh) | 0
% of elastic demand (elasticity = 1) before grid arrival * | 75%
% of inelastic demand (elasticity = 0) before grid arrival | 25%
Elastic demand after grid arrival (kWh) | #DIV/0!
Ineslastic demand after grid arrival (kWh) | 0
Total demand after grid arrival (kWh) | #DIV/0!
* to be negotiated with the mini-grid developer, based on actual mini-grid demand data and customer characteristics
Note on B27: [Threaded comment] Your version of Excel allows you to read this threaded comment; however, any edits to it will get removed if the file is opened in a newer version of Excel. Learn more: https://go.microsoft.com/fwlink/?linkid=870924 Comment: corresponding to the annual generation capacity from RE sources, minus losses
Note on B50: [Threaded comment] Your version of Excel allows you to read this threaded comment; however, any edits to it will get removed if the file is opened in a newer version of Excel. Learn more: https://go.microsoft.com/fwlink/?linkid=870924 Comment: The Revenue Requirement will change after grid arrival. It should be calculated for each scenario, considering which assets have been transferred and which remain under the ownership and operation of the mini-grid developer. There is a module below allowing users to calculate it.
Note on B52: [Threaded comment] Your version of Excel allows you to read this threaded comment; however, any edits to it will get removed if the file is opened in a newer version of Excel. Learn more: https://go.microsoft.com/fwlink/?linkid=870924 Comment: In order to accurately estimate end-user sales after grid arrival, it is important to consider price elasticity effects. If the end-user tariff becomes lower, demand will most likely increase. There is a module below allowing users to calculate it.